## CCTV ACCESSORIES
| BRAND | MODEL | ITEM DESCRIPTION | OTHER DESCRIPTION | PURCHASE AMOUNT as of feb 2022 Vat-Ex | PURCHASE AMOUNT Vat-Ex | Last Price Update Date | SRP (End-User) |  | DEALER's PRICE |  | CONTRACTOR's PRICE |  | REMARKS
[8 empty] | Small Volume (50% Mark-Up) | Big Volume (30% Mark-Up) | Small Volume (30% Mark-Up) | Big Volume (20% Mark-Up) | Small Volume (15% Mark-Up) | Big Volume (10% Mark-Up) |  | SUPPLIER CODE
Cable |  | RG59-SIAMESE | 75 0.65BC CCA128 Braiding | Al-foil trap + 2C 0.75mm2 | 4400 | 5500 | 2022-02-01 | 8250 | 7150 | 7150 | 6600 | 6325 | 6050
Cable |  | RG59CCS | 75 65BC CCS128 Braiding | Al-foil trap + 2C 0.75mm2 | 3680 | 4600 | 2022-02-01 | 6900 | 5980 | 5980 | 5520 | 5290 | 5060
Cable |  | RG-6CCS | 1.02 CCS 23, 4.6FPE ,Bonded AL Foil | 4x16x0.16AL (60%) Braid Black with jelly | 1150 | 1437.5 | 2022-02-01 | 2156.25 | 1868.75 | 1868.75 | 1725 | 1653.125 | 1581.25
Cable |  | CAT5-4@ | CAT5e 24AWG/ 4 Pairs UTP Cable | [Outdoor 305m/Roll] | 5680 | 7100 | 2022-02-01 | 10650 | 9230 | 9230 | 8520 | 8165 | 7810
Cable |  | CAT5-4e | CAT5e 24AWG/4 Pairs UTP Cable |  | 4970 | 6212.5 | 2022-02-01 | 9318.75 | 8076.25 | 8076.25 | 7455 | 7144.375 | 6833.75
Cable |  | CAT6-4e | CAT6 23AWG UTP cable |  | 7610 | 9512.5 | 2022-02-01 | 14268.75 | 12366.25 | 12366.25 | 11415 | 10939.375 | 10463.75
Cable |  | CAT6-4@ | CAT 6 24AWG/4Pairs UTP Cable | [Outdoor 305m/Roll] | 7570 | 9462.5 | 2022-02-01 | 14193.75 | 12301.25 | 12301.25 | 11355 | 10881.875 | 10408.75
Cable |  | YX-2822-150 | HDMI Cable [1.5m] |  | 180 | 225 | 2022-02-01 | 337.5 | 292.5 | 292.5 | 270 | 258.75 | 247.5
Cable |  | YX-2822-200 | HDMI Cable [2.m] |  | 250 | 312.5 | 2022-02-01 | 468.75 | 406.25 | 406.25 | 375 | 359.375 | 343.75
Cable |  | YX-2822-300 | HDMI Cable [3.m] |  | 300 | 375 | 2022-02-01 | 562.5 | 487.5 | 487.5 | 450 | 431.25 | 412.5
Cable |  | YX-2822-500 | HDMI Cable [5.m] |  | 480 | 600 | 2022-02-01 | 900 | 780 | 780 | 720 | 690 | 660
Cable |  | GYXTW-12B1 | 12 Core Single Mode Outdoor Optical Fiber Cable | [2000m/Roll] | 49500 | 61875 | 2022-02-01 | 92812.5 | 80437.5 | 80437.5 | 74250 | 71156.25 | 68062.5
Cable |  | GYXTW-4B1 | 4 Core Single Mode Outdoor Optical Fiber Cable | [2000m/Roll] | 32750 | 40937.5 | 2022-02-01 | 61406.25 | 53218.75 | 53218.75 | 49125 | 47078.125 | 45031.25
Cable |  | GYXTW-8B1 | 8 Core Single Mode Outdoor Optical Fiber Cable | [1000m/Roll] | 40500 | 50625 | 2022-02-01 | 75937.5 | 65812.5 | 65812.5 | 60750 | 58218.75 | 55687.5
Cable |  | 4-WAY | 4-WAY SPLITTER CABLE |  | 50 | 62.5 |  | 93.75 | 81.25 | 81.25 | 75 | 71.875 | 68.75
Cable |  | 8-WAY | 8-WAY SPLITTER CABLE |  | 75 | 93.75 |  | 140.625 | 121.875 | 121.875 | 112.5 | 107.8125 | 103.125
Patch Cord |  | SC-SC/PC | Single mode simplex Patch-cord |  | 110 | 137.5 | 2022-02-01 | 206.25 | 178.75 | 178.75 | 165 | 158.125 | 151.25
Patch Cord |  | LC-LC/PC | Single mode duplex patch-cord |  | 350 | 437.5 | 2022-02-01 | 656.25 | 568.75 | 568.75 | 525 | 503.125 | 481.25
Patch Cord |  | LC-SC/PC | Single Mode,Simplex patch-cord |  | 130 | 162.5 | 2022-02-01 | 243.75 | 211.25 | 211.25 | 195 | 186.875 | 178.75
Connector |  | FF-FF | F-Female to F-female connector |  | 10 | 12.5 | 2022-02-01 | 18.75 | 16.25 | 16.25 | 15 | 14.375 | 13.75
Connector |  | BNC-DC | BNC-Male to DC |  | 12.5 | 15.625 | 2022-02-01 | 23.4375 | 20.3125 | 20.3125 | 18.75 | 17.9688 | 17.1875
Connector |  | BNC-F-BNC-F | BNC-Female to BNC-Female |  | 15 | 18.75 | 2022-02-01 | 28.125 | 24.375 | 24.375 | 22.5 | 21.5625 | 20.625
Connector |  | BNC-F-FF | BNC-Female to F-Female |  | 10 | 12.5 | 2022-02-01 | 18.75 | 16.25 | 16.25 | 15 | 14.375 | 13.75
Connector |  | BNC-M-BNC-M | BNC-Male to BNC-Male |  | 11 | 13.75 | 2022-02-01 | 20.625 | 17.875 | 17.875 | 16.5 | 15.8125 | 15.125
Connector |  | BNC-M-RCA-F | BNC-Male to RCA-Female |  | 7.5 | 9.375 | 2022-02-01 | 14.0625 | 12.1875 | 12.1875 | 11.25 | 10.7812 | 10.3125
Connector |  | DC-PLUG-F02 | DC-Plug Lead-Free |  | 8 | 10 | 2022-02-01 | 15 | 13 | 13 | 12 | 11.5 | 11
Connector |  | DC-FEMALE | DC FEMALE PLUG CONNECTOR |  | 8 | 10 |  | 15 | 13 | 13 | 12 | 11.5 | 11
Connector |  | DC-MALE | DC MALE PLUG CONNECTOR |  | 8 | 10 |  | 15 | 13 | 13 | 12 | 11.5 | 11
Connector |  | RJ-45 | CAT5 LAN cristal |  | 5 | 6.25 | 2022-02-01 | 9.375 | 8.125 | 8.125 | 7.5 | 7.1875 | 6.875
Connector |  | RJ-45s | CAT5 LAN cristal [shielding] |  | 7 | 8.75 | 2022-02-01 | 13.125 | 11.375 | 11.375 | 10.5 | 10.0625 | 9.625
Connector |  | LC-LC | Single mode Duplex flange |  | 65 | 81.25 | 2022-02-01 | 121.875 | 105.625 | 105.625 | 97.5 | 93.4375 | 89.375
Connector |  | YDF6-079-RG6 | RG6 connector |  | 35 | 43.75 | 2022-02-01 | 65.625 | 56.875 | 56.875 | 52.5 | 50.3125 | 48.125
Connector |  | SC-SC | Single mode simplex flange |  | 25 | 31.25 | 2022-02-01 | 46.875 | 40.625 | 40.625 | 37.5 | 35.9375 | 34.375
Video Balun |  | FS-HDP4101P | 1-ch HD Passive Video Balun |  | 125 | 156.25 | 2022-02-01 | 234.375 | 203.125 | 203.125 | 187.5 | 179.6875 | 171.875
Video Balun |  | VB-CBI | Passive video balun |  | 100 | 125 | 2022-02-01 | 187.5 | 162.5 | 162.5 | 150 | 143.75 | 137.5 | GENERIC VIDEO BALUN
Fusion Splicer |  | JETFIBER-H5 | Optical Fiber Fusion Splicer |  | 129000 | 161250 | 2022-02-01 | 241875 | 209625 | 209625 | 193500 | 185437.5 | 177375
Patch Panel |  | LSF-GQ-4P | 4 Port Fiber TrayTerminal Box |  | 250 | 312.5 | 2022-02-01 | 468.75 | 406.25 | 406.25 | 375 | 359.375 | 343.75
Patch Panel |  | LSF-GQ-8P | 8 Port Fiber Terminal Box |  | 300 | 375 | 2022-02-01 | 562.5 | 487.5 | 487.5 | 450 | 431.25 | 412.5
Patch Panel |  | LSF-GQ-12 | 12 Cores Fiber Terminal Box |  | 600 | 750 | 2022-02-01 | 1125 | 975 | 975 | 900 | 862.5 | 825
Terminal Box |  | 08-13 | Fiber Optic Cable Terminal Box |  | 1160 | 1450 | 2022-02-01 | 2175 | 1885 | 1885 | 1740 | 1667.5 | 1595
Optical module |  | SFP | 1.25 Gbps Single mode dual fiber SFP optical module |  | 1250 | 1562.5 | 2022-02-01 | 2343.75 | 2031.25 | 2031.25 | 1875 | 1796.875 | 1718.75
TOOLKIT |  | TOOLKIT | Optical Fiber Toolkit |  | 5990 | 7487.5 | 2022-02-01 | 11231.25 | 9733.75 | 9733.75 | 8985 | 8610.625 | 8236.25
Hot Air |  | ESD-850C | Hot air rework station |  | 1900 | 2375 | 2022-02-01 | 3562.5 | 3087.5 | 3087.5 | 2850 | 2731.25 | 2612.5
Hot Air |  | ESD-936 | Hot air rework station |  | 1000 | 1250 | 2022-02-01 | 1875 | 1625 | 1625 | 1500 | 1437.5 | 1375
AirFiber |  | AF-24 | airFiber 2.4GHz Point-to-Point Gigabit Radio, High Performance Wireless Backhaul Extreme, Long-Range Links |  | 98990 | 123737.5 | 2022-02-01 | 185606.25 | 160858.75 | 160858.75 | 148485 | 142298.125 | 136111.25
AirFiber |  | AF-5 | airFiber 5GHz Point-to-Point Gigabit Radio,High Performance Wireless Backhaul Extreme, Long-Range Links |  | 77530 | 96912.5 | 2022-02-01 | 145368.75 | 125986.25 | 125986.25 | 116295 | 111449.375 | 106603.75
AirFiber |  | AF-5G30-S45 | Slant 45 Antenna for airFiber |  | 9880 | 12350 | 2022-02-01 | 18525 | 16055 | 16055 | 14820 | 14202.5 | 13585
AirFiber |  | ROCKETM2 | Ubiquiti 2.4 GHz Carrier Class airMAX BaseStation |  | 5650 | 7062.5 | 2022-02-01 | 10593.75 | 9181.25 | 9181.25 | 8475 | 8121.875 | 7768.75
AirFiber |  | ROCKETM5 | Ubiquiti 5 GHz Carrier Class airMAX BaseStation |  | 5600 | 7000 | 2022-02-01 | 10500 | 9100 | 9100 | 8400 | 8050 | 7700
AirFiber |  | AF60-LR | airFiber 60 LR |  | 29920 | 37400 | 2022-02-01 | 56100 | 48620 | 48620 | 44880 | 43010 | 41140
AirMAXac Sector |  | AM-5G19-120 | Ubiquiti AirMAXac Sector |  | 9875 | 12343.75 | 2022-02-01 | 18515.625 | 16046.875 | 16046.875 | 14812.5 | 14195.3125 | 13578.125
AirMAXac Sector |  | AM-5G20-90 | Ubiquiti AirMAXac Sector |  | 8750 | 10937.5 | 2022-02-01 | 16406.25 | 14218.75 | 14218.75 | 13125 | 12578.125 | 12031.25
AirMAX Omni Antenna |  | AMO-2G10 | AirMAX Omni Antenna |  | 12500 | 15625 | 2022-02-01 | 23437.5 | 20312.5 | 20312.5 | 18750 | 17968.75 | 17187.5
AirMAX Omni Antenna |  | AMO-2G13 | AirMAX Omni Antenna |  | 17000 | 21250 | 2022-02-01 | 31875 | 27625 | 27625 | 25500 | 24437.5 | 23375
AirMAX Omni Antenna |  | AMO-5G13 | AirMAX Omni Antenna |  | 11450 | 14312.5 | 2022-02-01 | 21468.75 | 18606.25 | 18606.25 | 17175 | 16459.375 | 15743.75
airMAX Dish Antenna |  | RD-2G24 | Ubiquiti airMAX | 2x2 PtP Bridge Dish Antenna | 15000 | 18750 | 2022-02-01 | 28125 | 24375 | 24375 | 22500 | 21562.5 | 20625
airMAX Dish Antenna |  | RD-5G30 | airMAX 2x2 PtP Bridge Dish Antenna |  | 10850 | 13562.5 | 2022-02-01 | 20343.75 | 17631.25 | 17631.25 | 16275 | 15596.875 | 14918.75
airMAX Dish Antenna |  | RD-5G30-LW | airMAX 2x2 PtP Bridge Dish Antenna |  | 6700 | 8375 | 2022-02-01 | 12562.5 | 10887.5 | 10887.5 | 10050 | 9631.25 | 9212.5
Ubiquiti NanoStation |  | LOCOM2 | Ubiquiti NanoStation LocoM2, Indoor/Outdoor airMAX?CPE | Indoor/Outdoor airMAX?CPE | 3400 | 4250 | 2022-02-01 | 6375 | 5525 | 5525 | 5100 | 4887.5 | 4675
Ubiquiti NanoStation |  | LOCOM5 | Ubiquiti NanoStation LocoM5, Indoor/Outdoor airMAX?CPE | Indoor/Outdoor airMAX?CPE | 4590 | 5737.5 | 2022-02-01 | 8606.25 | 7458.75 | 7458.75 | 6885 | 6598.125 | 6311.25
Ubiquiti NanoStation |  | NSM2 | Ubiquiti NanoStation M2: 2.4GHz Hi Power 2x2 MIMO AirMax Station |  | 5600 | 7000 | 2022-02-01 | 10500 | 9100 | 9100 | 8400 | 8050 | 7700
Ubiquiti NanoStation |  | NSM5 | Ubiquiti NanoStation M5 |  | 5610 | 7012.5 | 2022-02-01 | 10518.75 | 9116.25 | 9116.25 | 8415 | 8064.375 | 7713.75
LiteBeam |  | LAP-120 | LiteBeam ac sector AP |  | 5545 | 6931.25 | 2022-02-01 | 10396.875 | 9010.625 | 9010.625 | 8317.5 | 7970.9375 | 7624.375
LiteBeam |  | LBE-M5-23 | LiteBeam M5 AP |  | 3150 | 3937.5 | 2022-02-01 | 5906.25 | 5118.75 | 5118.75 | 4725 | 4528.125 | 4331.25
LiteBeam |  | LBE-5AC-Gen2 | 5G airMAX LiteBeam AP |  | 4375 | 5468.75 | 2022-02-01 | 8203.125 | 7109.375 | 7109.375 | 6562.5 | 6289.0625 | 6015.625
LiteBeam |  | LAP-GPS | LiteAP AC 5GHz GPS 17dBi 90 Degree Sector Antenna |  | 6910 | 8637.5 | 2022-02-01 | 12956.25 | 11228.75 | 11228.75 | 10365 | 9933.125 | 9501.25
airMAX Bridge |  | NBE-M2-13 | 2.4GHz High-Performance airMAX Bridge |  | 5900 | 7375 | 2022-02-01 | 11062.5 | 9587.5 | 9587.5 | 8850 | 8481.25 | 8112.5
PowerBeam |  | PBE-5AC-Gen2 | 5 GHz High Performance airMAX ac Bridge |  | 8550 | 10687.5 | 2022-02-01 | 16031.25 | 13893.75 | 13893.75 | 12825 | 12290.625 | 11756.25
PowerBeam |  | PBE-5AC-620 | High-Performance airMAX Bridge |  | 17650 | 22062.5 | 2022-02-01 | 33093.75 | 28681.25 | 28681.25 | 26475 | 25371.875 | 24268.75
PowerBeam |  | PBE-M5-620 | High-Performance airMAX? Bridge |  | 16800 | 21000 | 2022-02-01 | 31500 | 27300 | 27300 | 25200 | 24150 | 23100
UniFi |  | UAP-AC-LITE | UniFi AP Dual band-Radio |  | 6000 | 7500 | 2022-02-01 | 11250 | 9750 | 9750 | 9000 | 8625 | 8250
UniFi |  | UAP-AC-LR | 802.11ac Dual-Radio Access Points |  | 7400 | 9250 | 2022-02-01 | 13875 | 12025 | 12025 | 11100 | 10637.5 | 10175
airMAX ac BaseStation |  | R2AC | airMAX ac BaseStation with airPrism Technology |  | 15480 | 19350 | 2022-02-01 | 29025 | 25155 | 25155 | 23220 | 22252.5 | 21285
airMAX ac BaseStation |  | RP-5AC-Gen2 | Powerful airMAX ac BaseStation |  | 16750 | 20937.5 | 2022-02-01 | 31406.25 | 27218.75 | 27218.75 | 25125 | 24078.125 | 23031.25
AC AP |  | UAP-AC-M | 802.11AC AP with Plug & Play Mesh |  | 6885 | 8606.25 | 2022-02-01 | 12909.375 | 11188.125 | 11188.125 | 10327.5 | 9897.1875 | 9466.875
AC AP |  | UAP-AC-M-PRO | 802.11AC AP with Plug & Play Mesh |  | 13440 | 16800 | 2022-02-01 | 25200 | 21840 | 21840 | 20160 | 19320 | 18480
RocketDish |  | ISO-BEAM-620 | Isolator Radome |  | 7500 | 9375 | 2022-02-01 | 14062.5 | 12187.5 | 12187.5 | 11250 | 10781.25 | 10312.5
CARRIER |  | AF-5XHD | True 1Gbps+ Spectrally Efficient | Noise Resilient PTP Technology Specifically Designed for WISP | 30230 | 37787.5 | 2022-02-01 | 56681.25 | 49123.75 | 49123.75 | 45345 | 43455.625 | 41566.25
PoE Adapters |  | POE-15-12W | Ubiquiti 15VDC 12W PoE Adapters |  | 550 | 687.5 | 2022-02-01 | 1031.25 | 893.75 | 893.75 | 825 | 790.625 | 756.25
PoE Adapters |  | POE-24-12W | Ubiquiti 24VDC 12W PoE Adapters |  | 550 | 687.5 | 2022-02-01 | 1031.25 | 893.75 | 893.75 | 825 | 790.625 | 756.25
PoE Adapters |  | POE-24-24W | Ubiquiti 24VDC 24W PoE Adapters |  | 900 | 1125 | 2022-02-01 | 1687.5 | 1462.5 | 1462.5 | 1350 | 1293.75 | 1237.5
PoE Adapters |  | POE-24-24W-G | Ubiquiti 24VDC 24W Gigabit PoE Adapters |  | 1050 | 1312.5 | 2022-02-01 | 1968.75 | 1706.25 | 1706.25 | 1575 | 1509.375 | 1443.75
Surge Protector |  | ETH-SP | Ethernet Surge Protector |  | 900 | 1125 | 2022-02-01 | 1687.5 | 1462.5 | 1462.5 | 1350 | 1293.75 | 1237.5
Surge Protector |  | NET-SURGE | Network Surge Protector |  | 350 | 437.5 | 2022-02-01 | 656.25 | 568.75 | 568.75 | 525 | 503.125 | 481.25
Bracket |  | UB-AM | airMAX Universal Arm Bracket |  | 550 | 687.5 | 2022-02-01 | 1031.25 | 893.75 | 893.75 | 825 | 790.625 | 756.25
Outlet |  | MFI-MPW | Ubiquiti In-Wall Manageable Outlet |  | 4100 | 5125 | 2022-02-01 | 7687.5 | 6662.5 | 6662.5 | 6150 | 5893.75 | 5637.5
Poe |  | ES-24-250W | Managed PoE+ Gigabit Switch with SFP |  | 29500 | 36875 | 2022-02-01 | 55312.5 | 47937.5 | 47937.5 | 44250 | 42406.25 | 40562.5
|  | RB4011iGS+RM | Powerful 10xGigabit port router |  | 14420 | 18025 | 2022-02-01 | 27037.5 | 23432.5 | 23432.5 | 21630 | 20728.75 | 19827.5
|  | RB941-2ND-TC(HAP LITE) | Small home AP with four ethernet ports and a colorful enclosure. |  | 1600 | 2000 | 2022-02-01
|  | RBLHGR&R11E-4G | LHG 4G Kit |  | 12620 | 15775 | 2022-02-01 | 23662.5 | 20507.5 | 20507.5 | 18930 | 18141.25 | 17352.5
|  | CCR1009-7G-1C-1S+ | 7x Gigabit Ethernet, 1x Combo port |  | 35150 | 43937.5 | 2022-02-01 | 65906.25 | 57118.75 | 57118.75 | 52725 | 50528.125 | 48331.25
|  | RB750GR3(HEX) | Five port Gigabit Ethernet router |  | 4240 | 5300 | 2022-02-01 | 7950 | 6890 | 6890 | 6360 | 6095 | 5830
|  | RB4011iGS+RM | Powerful 10xGigabit port router |  | 14420 | 18025 | 2022-02-01 | 27037.5 | 23432.5 | 23432.5 | 21630 | 20728.75 | 19827.5
|  | CRS328-4C-20S-4S+RM | Mikrotik Smart Switch |  | 23910 | 29887.5 | 2022-02-01 | 44831.25 | 38853.75 | 38853.75 | 35865 | 34370.625 | 32876.25
Hard Drive |  | WD10PURX-78 | 1TB HDD Western Digital |  | 2300 | 2300 | 2022-08-01 | 3450 | 2990 | 2990 | 2760 | 2645 | 2530 |  | HYE
Hard Drive |  | WD20PURX-78 | 2TB HDD Western Digital |  | 3200 | 3200 | 2022-08-01 | 4800 | 4160 | 4160 | 3840 | 3680 | 3520 |  | HYE
Hard Drive |  | WD30PURX-78 | 3TB HDD Western Digital |  | 4500 | 4500 | 2022-08-01 | 6750 | 5850 | 5850 | 5400 | 5175 | 4950 |  | HYE
Hard Drive |  | WD40PURX-78 | 4TB HDD Western Digital |  | 4900 | 4900 | 2023-12-04 | 7350 | 6370 | 6370 | 5880 | 5635 | 5390 |  | HYE
Hard Drive |  | WD62PURX-78 | 6TB HDD Western Digital |  | 8100 | 8100 | 2022-08-01 | 12150 | 10530 | 10530 | 9720 | 9315 | 8910 |  | HYE
Hard Drive |  | WD82PURX-78 | 8TB HDD Western Digital |  | 11200 | 11200 | 2022-08-01 | 16800 | 14560 | 14560 | 13440 | 12880 | 12320 |  | HYE
Hard Drive |  | ST1000VX001-520 | 1TB HDD Seagate Skyhawk |  | 2200 | 2200 | 2023-03-01 | 3300 | 2860 | 2860 | 2640 | 2530 | 2420 |  | HYE
Hard Drive |  | ST2000VX003-520 | 2TB HDD Seagate Skyhawk |  | 2950 | 2900 | 2023-03-01 | 4350 | 3770 | 3770 | 3480 | 3335 | 3190 |  | HYE
Hard Drive |  | ST4000VX000-520 | 4TB HDD Seagate Skyhawk |  | 4800 | 4900 | 2023-03-01 | 7350 | 6370 | 6370 | 5880 | 5635 | 5390 |  | HYE
Hard Drive |  | ST6000VX001-520 | 6TB HDD Seagate Skyhawk |  | 8000 | 7600 | 2023-03-01 | 11400 | 9880 | 9880 | 9120 | 8740 | 8360 |  | HYE
Hard Drive |  | ST8000VE001 | 8TB AI Seagate Skyhawk |  | 2200 | 11900 | 2024-02-26 | 17850 | 15470 | 15470 | 14280 | 13685 | 13090 |  | HYE
Hard Drive |  | ST10000VE001 | 10TB AI Seagate Skyhawk |  | 2950 | 17800 | 2025-09-30 | 26700 | 23140 | 23140 | 21360 | 20470 | 19580 |  | HYE
Hard Drive |  | ST12000VE001 | 12TB AI Seagate Skyhawk |  | 4800 | 23368 | 2023-03-01 | 35052 | 30378.4 | 30378.4 | 28041.6 | 26873.2 | 25704.8 |  | HYE
Hard Drive |  | ST14000VE0008 | 14TB AI Seagate Skyhawk |  | 8000 | 27740 | 2023-03-01 | 41610 | 36062 | 36062 | 33288 | 31901 | 30514 |  | HYE
Hard Drive |  | ST16000VE002 | 16TB AI Seagate Skyhawk |  |  | 32500 | 2023-03-01 | 48750 | 42250 | 42250 | 39000 | 37375 | 35750 |  | HYE
Hard Drive |  | ST18000VE002 | 18TB AI Seagate Skyhawk |  |  | 33975 | 2023-03-01 | 50962.5 | 44167.5 | 44167.5 | 40770 | 39071.25 | 37372.5 |  | HYE
Power Supply |  | JEHA-60-4 | 12V/5A 5ch. centralized power supply |  | 1250 | 1562.5 | 2022-02-01 | 2343.75 | 2031.25 | 2031.25 | 1875 | 1796.875 | 1718.75 |  | PIC
Power Supply |  | JEHA-120-9 | 12V/10A 9ch. centralized power supply |  | 1450 | 1812.5 | 2022-02-01 | 2718.75 | 2356.25 | 2356.25 | 2175 | 2084.375 | 1993.75 |  | PIC
Power Supply |  | JEHA-250W-18 | 12V/20A 18 ch. centralized power supply |  | 2100 | 2540 | 2022-02-01 | 3810 | 3302 | 3302 | 3048 | 2921 | 2794 |  | PIC
Power Supply |  | HY-PSU1205-04C | 12V 5AH CENTRALIZED POWER SUPPLY |  | 600 | 750 |  | 1125 | 975 | 975 | 900 | 862.5 | 825 |  | HYE
Power Supply |  | HY-PSU1210-09C | 12V 10AH CENTRALIZED POWER SUPPLY |  | 1000 | 1250 |  | 1875 | 1625 | 1625 | 1500 | 1437.5 | 1375 |  | HYE
Power Supply |  | HY-PSU1220-18C | 12V 20AH CENTRALIZED POWER SUPPLY |  | 1200 | 1300 | 2024-01-18 | 1950 | 1690 | 1690 | 1560 | 1495 | 1430 |  | HYE
Power Supply |  | HY-PSU1230-18C | 12V 30AH CENTRALIZED POWER SUPPLY |  | 1500 | 1600 | 2024-01-18 | 2400 | 2080 | 2080 | 1920 | 1840 | 1760 |  | HYE
Power Supply |  | POW-4CAM 5AMP | *4 channel output; *Input: 110-220V AC, 47-63Hz *Output: 12VDC , 60W; *Output voltage adjustable 10% to adapt the different distance |  | 500 | 625 |  | 937.5 | 812.5 | 812.5 | 750 | 718.75 | 687.5 |  | AC8
Power Supply |  | POW-9CAM 10AMP | *9 channel output; *Input: 110-220V AC, 47-63Hz *Output: 12VDC , 120W; *Output voltage adjustable 10% to adapt the different distance |  | 800 | 1240 |  | 1860 | 1612 | 1612 | 1488 | 1426 | 1364 |  | AC8
Power Supply |  | POW-9CAM 20AMP | *9 channel output; *Input: 110-220V AC, 47-63Hz *Output: 12VDC , 250W; *Output voltage adjustable 10% to adapt the different distance |  | 1000 | 1250 |  | 1875 | 1625 | 1625 | 1500 | 1437.5 | 1375 |  | AC8
Power Supply |  | POW-18CAM 20AMP | *9 channel output; *Input: 110-220V AC, 47-63Hz *Output: 12VDC , 250W; *Output voltage adjustable 10% to adapt the different distance |  | 1150 | 1437.5 |  | 2156.25 | 1868.75 | 1868.75 | 1725 | 1653.125 | 1581.25 |  | AC8
Power Supply |  | POW-18CAM 30AMP | *18 channel output; *Input: 110-220V AC, 47-63Hz *Output: 12VDC , 360W; *Output voltage adjustable 10% to adapt the different distance |  | 1350 | 1790 |  | 2685 | 2327 | 2327 | 2148 | 2058.5 | 1969 |  | AC8
Adaptor |  | WL-889 | 12V /2A Waterproof Adaptor |  | 170 | 212.5 | 2022-02-01 | 318.75 | 276.25 | 276.25 | 255 | 244.375 | 233.75
Adaptor |  | PS-DA1202 | 12V 2A Power Supply Adaptor |  | 120 | 120 | 2023-08-08 | 180 | 156 | 156 | 144 | 138 | 132 |  | HYE
Adaptor |  | PS-DA1201 | 12V 1A Power Supply Adaptor |  | 100 | 125 |  | 187.5 | 162.5 | 162.5 | 150 | 143.75 | 137.5 |  | HYE
Adaptor |  | PS-DA1204 | 12V 4A Power Supply Adaptor |  | 300 | 375 |  | 562.5 | 487.5 | 487.5 | 450 | 431.25 | 412.5 |  | HYE
UPS |  | VSW-10KVA | 10KVA Sinewave UPS External Battery 192V/DC |  | 45000 | 56250 | 2022-02-01 | 84375 | 73125 | 73125 | 67500 | 64687.5 | 61875
UPS |  | VSW-2KVA | 2 KVA Sinewave UPS External Battery 48V/DC |  | 15860 | 19825 | 2022-02-01 | 29737.5 | 25772.5 | 25772.5 | 23790 | 22798.75 | 21807.5
UPS |  | VSW-3KVA | 3 KVA Sinewave UPS External Battery 48V/DC |  | 18000 | 22500 | 2022-02-01 | 33750 | 29250 | 29250 | 27000 | 25875 | 24750
UPS |  | VSW-5KVA | 5 KVA Sinewave UPS External Battery 96V/DC |  | 29500 | 36875 | 2022-02-01 | 55312.5 | 47937.5 | 47937.5 | 44250 | 42406.25 | 40562.5
extension socket |  | GT-6154 | 4-way USA-style extension socket |  | 180 | 620 | 2022-02-01 | 930 | 806 | 806 | 744 | 713 | 682
extension socket |  | GT-6155 | 5-way USA-style extension socket |  | 195 | 243.75 | 2022-02-01 | 365.625 | 316.875 | 316.875 | 292.5 | 280.3125 | 268.125
extension socket |  | GT-6156 | 6-way USA-style extension socket |  | 200 | 250 | 2022-02-01 | 375 | 325 | 325 | 300 | 287.5 | 275
extension socket |  | GT-6157 | 7-way USA-style extension socket |  | 210 | 650 | 2022-02-01 | 975 | 845 | 845 | 780 | 747.5 | 715
VGA Switch |  | VGA-15-4 | 4 Port VGA Switch |  | 850 | 1062.5 | 2022-02-01 | 1593.75 | 1381.25 | 1381.25 | 1275 | 1221.875 | 1168.75
Socket Box |  | C9U2 | 10A 250V/AC Double Socket Box |  | 110 | 137.5 | 2022-02-01 | 206.25 | 178.75 | 178.75 | 165 | 158.125 | 151.25
HDMI Switch |  | HDMI-SWITCH | HDMI Switch [5 in 1 out] |  | 1900 | 2375 | 2022-02-01 | 3562.5 | 3087.5 | 3087.5 | 2850 | 2731.25 | 2612.5
PDU |  | YG05-1U-U8-SW | USA type PDU: 1U 8ways+Indicator lamp | 125VAC NEMAI15-5R 15A plug 3*16AWG*2m | 1150 | 1437.5 | 2022-02-01 | 2156.25 | 1868.75 | 1868.75 | 1725 | 1653.125 | 1581.25
Super Li USB Battery |  | SUPERLI-NO.5 2PCS | Superli USB Rechargeable Li-ion Battery 2PCS No.5 AAA 1.5V 400mAh |  | 335 | 418.75 | 2022-02-01 | 628.125 | 544.375 | 544.375 | 502.5 | 481.5625 | 460.625
Super Li USB Battery |  | SUPERLI-NO.5 4PCS | Superli USB Rechargeable Li-ion Battery 4PCS No.5 AAA 1.5V 400mAh |  | 600 | 750 | 2022-02-01 | 1125 | 975 | 975 | 900 | 862.5 | 825
Super Li USB Battery |  | SUPERLI-NO.7 2PCS | USB Rechargeable Li-ion Battery No.7 AA 1.5V 1000mAh 2pcs |  | 335 | 418.75 | 2022-02-01 | 628.125 | 544.375 | 544.375 | 502.5 | 481.5625 | 460.625
LOCK |  | YH-180 | Singel Door Magnetic Lock [300LbS] |  | 990 | 1237.5 | 2022-02-01 | 1856.25 | 1608.75 | 1608.75 | 1485 | 1423.125 | 1361.25
LOCK |  | YH-280 | Singel Door Magnetic Lock [600LbS] |  | 1420 | 1775 | 2022-02-01 | 2662.5 | 2307.5 | 2307.5 | 2130 | 2041.25 | 1952.5
LOCK |  | YH-130 | Moto Lock |  | 1800 | 2250 | 2022-02-01 | 3375 | 2925 | 2925 | 2700 | 2587.5 | 2475
LOCK |  | YH-126NC | Standard-type Electric Strike |  | 950 | 1187.5 | 2022-02-01 | 1781.25 | 1543.75 | 1543.75 | 1425 | 1365.625 | 1306.25
LOCK |  | YH-126NO | Standard-type Electric Strike |  | 950 | 1187.5 | 2022-02-01 | 1781.25 | 1543.75 | 1543.75 | 1425 | 1365.625 | 1306.25
LOCK |  | YH-130 | Moto Lock |  | 1800 | 2250 | 2022-02-01 | 3375 | 2925 | 2925 | 2700 | 2587.5 | 2475
LOCK |  | YH-280 | Singel Door Magnetic Lock |  | 1420 | 1775 | 2022-02-01 | 2662.5 | 2307.5 | 2307.5 | 2130 | 2041.25 | 1952.5
Bracket |  | YH-180UL | U Bracket for Framelss Door |  | 300 | 375 | 2022-02-01 | 562.5 | 487.5 | 487.5 | 450 | 431.25 | 412.5
Bracket |  | YH-180ZL | ZL Bracket |  | 480 | 600 | 2022-02-01 | 900 | 780 | 780 | 720 | 690 | 660
Bracket |  | YH-280UL | UL Bracket |  | 395 | 493.75 | 2022-02-01 | 740.625 | 641.875 | 641.875 | 592.5 | 567.8125 | 543.125
Bracket |  | YH-280ZL | ZL Bracket |  | 595 | 743.75 | 2022-02-01 | 1115.625 | 966.875 | 966.875 | 892.5 | 855.3125 | 818.125
Door Switch |  | YH-800B | Door Exit Switch [Stainless]L86*W86mm |  | 225 | 281.25 | 2022-02-01 | 421.875 | 365.625 | 365.625 | 337.5 | 323.4375 | 309.375
Door Switch |  | YH-800C | Door Exit Switch [Stainless] L86*W86mm |  | 290 | 362.5 | 2022-02-01 | 543.75 | 471.25 | 471.25 | 435 | 416.875 | 398.75
PVC |  | CLAMP-16 | 16mm PVC pipe clamp |  | 3 | 3.75 | 2022-02-01 | 5.625 | 4.875 | 4.875 | 4.5 | 4.3125 | 4.125
PVC |  | CLAMP-25 | 25 mm PVC pipe clamp |  | 6 | 7.5 | 2022-02-01 | 11.25 | 9.75 | 9.75 | 9 | 8.625 | 8.25
PVC |  | CLAMP-32 | 32 mm PVC pipe clamp |  | 8.5 | 10.625 | 2022-02-01 | 15.9375 | 13.8125 | 13.8125 | 12.75 | 12.2188 | 11.6875
PVC |  | PIPE-2013290 | 20mm x 1.3mm x 2.9 m PVC Pipe |  | 60 | 75 | 2022-02-01 | 112.5 | 97.5 | 97.5 | 90 | 86.25 | 82.5
PVC |  | PIPE-2515300 | 25mm x 1.5mm x 3 m PVC Pipe |  | 75 | 93.75 | 2022-02-01 | 140.625 | 121.875 | 121.875 | 112.5 | 107.8125 | 103.125
PVC |  | PIPE-3218300 | 32mm x 1.8mm x 3 m PVC Pipe |  | 110 | 137.5 | 2022-02-01 | 206.25 | 178.75 | 178.75 | 165 | 158.125 | 151.25
PVC |  | PIPE-4020300 | 40mm x 2mm x 3 m PVC Pipe |  | 145 | 181.25 | 2022-02-01 | 271.875 | 235.625 | 235.625 | 217.5 | 208.4375 | 199.375
PVC |  | PVC-2020290 | PVC Trunking 20 x 20mm x 2.9m |  | 90 | 112.5 | 2022-02-01 | 168.75 | 146.25 | 146.25 | 135 | 129.375 | 123.75
PVC |  | PVC-2525290 | PVC Trunking 25 x 25mm x 2.9m |  | 115 | 143.75 | 2022-02-01 | 215.625 | 186.875 | 186.875 | 172.5 | 165.3125 | 158.125
PVC |  | TIE-3X10 | 3 x 100mm PVC Tie Wire [100pcs/Box] |  | 26 | 32.5 | 2022-02-01 | 48.75 | 42.25 | 42.25 | 39 | 37.375 | 35.75
PVC |  | TIE-3X12 | 3 x 120mm PVC Tie Wire [100pcs/Box] |  | 35 | 43.75 | 2022-02-01 | 65.625 | 56.875 | 56.875 | 52.5 | 50.3125 | 48.125
PVC |  | TIE-3X15 | 3 x 150mm PVC Tie Wire [100pcs/Box] |  | 40 | 50 | 2022-02-01 | 75 | 65 | 65 | 60 | 57.5 | 55
PVC |  | TIE-4X35 | 4 X 350mm PVC Tie Wire [100pcs/Box] |  | 145 | 181.25 | 2022-02-01 | 271.875 | 235.625 | 235.625 | 217.5 | 208.4375 | 199.375
PVC |  | ELBOW-20 | 20mm Elbow |  | 6 | 7.5 | 2022-02-01 | 11.25 | 9.75 | 9.75 | 9 | 8.625 | 8.25
PVC |  | ELBOW-25 | 25mm Elbow |  | 12 | 15 | 2022-02-01 | 22.5 | 19.5 | 19.5 | 18 | 17.25 | 16.5
PVC |  | ELBOW-32 | 32mm Elbow |  | 15 | 18.75 | 2022-02-01 | 28.125 | 24.375 | 24.375 | 22.5 | 21.5625 | 20.625
PVC |  | PVC-4040290 | PVC Trunking 40 x 40mm x2.9m |  | 200 | 250 | 2022-02-01 | 375 | 325 | 325 | 300 | 287.5 | 275
Junction Box |  | WPB-302515 | Metal Enclosure Coating Waterproof Box | [H300 x W250 x D150mm] | 1190 | 1487.5 | 2022-02-01 | 2231.25 | 1933.75 | 1933.75 | 1785 | 1710.625 | 1636.25
Junction Box |  | WPB-L | 150 x 150 x 70mm Waterproof Box |  | 190 | 237.5 | 2022-02-01 | 356.25 | 308.75 | 308.75 | 285 | 273.125 | 261.25
Junction Box |  | WPB-S | 100 x 100 x 80mm Waterproof Box |  | 120 | 150 | 2022-02-01 | 225 | 195 | 195 | 180 | 172.5 | 165
Junction Box |  | KXT-15157-8 | 150x150mm |  |  | 120 | 2023-08-11 | 180 | 156 | 156 | 144 | 138 | 132
BRACKET |  | BK-1272 | Wall mount Aluminum alloy bracket | [DS-2CD21xx series] | 550 | 687.5 | 2022-02-01 | 1031.25 | 893.75 | 893.75 | 825 | 790.625 | 756.25
BRACKET |  | BK-1273 | Wall mount Aluminum alloy bracket | [DS-2CD21xx series] | 750 | 937.5 | 2022-02-01 | 1406.25 | 1218.75 | 1218.75 | 1125 | 1078.125 | 1031.25
BRACKET |  | BK-201A-P | Plastic Bracket 13.5 x 9 x 17 |  | 110 | 137.5 | 2022-02-01 | 206.25 | 178.75 | 178.75 | 165 | 158.125 | 151.25
BRACKET |  | BK-201B-M | Metal Bracket 10 x 6.5 x 12.5 |  | 85 | 106.25 | 2022-02-01 | 159.375 | 138.125 | 138.125 | 127.5 | 122.1875 | 116.875
BRACKET |  | BK-201B-P | Plastic Bracket 10 x 6.5 x 12.5 |  | 80 | 100 | 2022-02-01 | 150 | 130 | 130 | 120 | 115 | 110
BRACKET |  | BK-608 | 10 x 220mm Aluminium monitor bracket |  | 250 | 312.5 | 2022-02-01 | 468.75 | 406.25 | 406.25 | 375 | 359.375 | 343.75
BRACKET |  | BK-609 | 10 x 310mm Aluminium monitor bracket |  | 250 | 312.5 | 2022-02-01 | 468.75 | 406.25 | 406.25 | 375 | 359.375 | 343.75
BRACKET |  | BK-610 | 10 x 400mm Aluminium monitor bracket |  | 245 | 306.25 | 2022-02-01 | 459.375 | 398.125 | 398.125 | 367.5 | 352.1875 | 336.875
BRACKET |  | BK-COR | Corner mount multi bracket |  | 350 | 437.5 | 2022-02-01 | 656.25 | 568.75 | 568.75 | 525 | 503.125 | 481.25
BRACKET |  | BK-POLE-A | Pole mount multi bracket |  | 170 | 212.5 | 2022-02-01 | 318.75 | 276.25 | 276.25 | 255 | 244.375 | 233.75
BRACKET |  | BK-POLE-J | Pole mount multi bracket [J-Type] |  | 330 | 412.5 | 2022-02-01 | 618.75 | 536.25 | 536.25 | 495 | 474.375 | 453.75
BRACKET |  | PTZ-WMAB | Wall mount Aluminum alloy PTZ dome bracket |  | 600 | 750 | 2022-02-01 | 1125 | 975 | 975 | 900 | 862.5 | 825
SPRING |  | SPRING-20 | 20mm Pipe Bender |  | 150 | 187.5 | 2022-02-01 | 281.25 | 243.75 | 243.75 | 225 | 215.625 | 206.25
SPRING |  | SPRING-25 | 25mm Pipe Bender |  | 180 | 225 | 2022-02-01 | 337.5 | 292.5 | 292.5 | 270 | 258.75 | 247.5
SPRING |  | SPRING-32 | 32mm Pipe Bender |  | 260 | 325 | 2022-02-01 | 487.5 | 422.5 | 422.5 | 390 | 373.75 | 357.5
Server Cabinet |  | C-WM6404 | 580*220*380 4U CCTV server cabinet |  | 2600 | 3250 | 2022-02-01 | 4875 | 4225 | 4225 | 3900 | 3737.5 | 3575
Server Cabinet |  | C-NF6612 | 12u Server Cabinet |  | 7260 | 9075 | 2022-02-01 | 13612.5 | 11797.5 | 11797.5 | 10890 | 10436.25 | 9982.5
Server Cabinet |  | C-NF6606 | 600*600, 6U CCTV server cabinet |  | 5100 | 6375 | 2022-02-01 | 9562.5 | 8287.5 | 8287.5 | 7650 | 7331.25 | 7012.5
Server Cabinet |  | C-NF6609 | 600*600, 9U CCTV server cabinet |  | 6250 | 7812.5 | 2022-02-01 | 11718.75 | 10156.25 | 10156.25 | 9375 | 8984.375 | 8593.75
Server Cabinet |  | C-NF6622 | 600*600, 22U H1.2m CCTV server cabinet |  | 18000 | 22500 | 2022-02-01 | 33750 | 29250 | 29250 | 27000 | 25875 | 24750
Server Cabinet |  | C-NF8045 | 800*1000,45U H2m CCTV server cabinet |  | 30250 | 37812.5 | 2022-02-01 | 56718.75 | 49156.25 | 49156.25 | 45375 | 43484.375 | 41593.75
Alarm |  | HM-911-2 | Emergency Glass Break With Water-proof cover 12V/DC |  | 200 | 250 | 2022-02-01 | 375 | 325 | 325 | 300 | 287.5 | 275
Detector |  | HM-803W | Wired wide angle PIR detector |  | 450 | 562.5 | 2022-02-01 | 843.75 | 731.25 | 731.25 | 675 | 646.875 | 618.75
Detector |  | HM-813W | Ceiling Mounted Passive Infared Detector: detecting distance |  | 400 | 500 | 2022-02-01 | 750 | 650 | 650 | 600 | 575 | 550
Detector |  | HM-821C | Curtain Passive IR Detector |  | 350 | 437.5 | 2022-02-01 | 656.25 | 568.75 | 568.75 | 525 | 503.125 | 481.25
HDMI Extender |  | HDMI-EXTENDER 120M | HDMI-EXTENDER 120M |  | 3960 | 4950 | 2022-02-01 | 7425 | 6435 | 6435 | 5940 | 5692.5 | 5445
HDMI Extender |  | HDMI-EXTENDER 60M | HDMI-EXTENDER 60M |  | 1230 | 1537.5 | 2022-02-01 | 2306.25 | 1998.75 | 1998.75 | 1845 | 1768.125 | 1691.25
UPS | Kebos | PG 650VA | Kebos PG 650VA/390W Line Interactive with built-in AVR UPS | Output Sockets: 4 x Universal Sockets Back-up Time (Typical IT Load): 15-30 minutes | 2300 | 2300 | 2023-02-10 | 3450 | 2990 | 2990 | 2760 | 2645 | 2530 |  | BB | 2,100.00 02/10/2023
UPS | Kebos | PG 1200VA | Kebos PG 1200VA/600W Line Interactive with built-in AVR UPS | Output Sockets: 4 x Universal Sockets Back-up Time (Typical IT Load): 30-40 minutes | 5100 | 5100 | 2022-07-15 | 7650 | 6630 | 6630 | 6120 | 5865 | 5610 |  | BB
UPS | Kebos | PG 1500VA | Kebos PG 1500VA/900W Line Interactive with built-in AVR UPS | Output Sockets: 4 x Universal Sockets Back-up Time (Typical IT Load): 45-60 minutes | 6700 | 6700 | 2022-07-15 | 10050 | 8710 | 8710 | 8040 | 7705 | 7370 |  | BB
UPS | Kebos | PG 2000VA | Kebos PG2000VA/1200W Line Interactive with built-in AVR UPS (with USB Communication Port & RJ-45 Surge Protection Port) | Output Sockets: 6 x NEMA 5-15 Sockets Back-up Time (Typical IT Load): 45-60 minutes | 7800 | 7800 | 2022-07-15 | 11700 | 10140 | 10140 | 9360 | 8970 | 8580 |  | BB
UPS | Kebos | PG 650VA Lite | Kebos PG Lite 650VA/390W Line Interactive with built-in AVR UPS | Output Sockets: 4 x Universal Sockets Back-up Time (Typical IT Load): 15-30 minutes | 2100 | 2100 | 2022-07-15 | 3150 | 2730 | 2730 | 2520 | 2415 | 2310 |  | BB
UPS | Kebos | PG 1000VA Lite | Kebos PG Lite 1000VA/600W Line Interactive with built-in AVR UPS | Output Sockets: 4 x Universal Sockets Back-up Time (Typical IT Load): 20-40 minutes | 3700 | 3700 | 2022-07-15 | 5550 | 4810 | 4810 | 4440 | 4255 | 4070 |  | BB
UPS | Kebos | GH11-1KVA | Kebos PowerGarde 1KVA/900W Online Double Conversion, Tower UPS | Output Sockets: 4 x Universal Sockets Back-up Time (Typical IT Load): 15-30 minutes | 13000 | 13000 | 2022-07-15 | 19500 | 16900 | 16900 | 15600 | 14950 | 14300 |  | BB
UPS | Kebos | GH11-2KVA | Kebos PowerGarde 2KVA/1800W Online Double Conversion, Tower UPS | Output Sockets: 4 x Universal Sockets Back-up Time (Typical IT Load): 15-30 minutes | 19500 | 19500 | 2022-07-15 | 29250 | 25350 | 25350 | 23400 | 22425 | 21450 |  | BB
UPS | Kebos | GH11-3KVA | Kebos PowerGarde 3KVA/2700W Online Double Conversion, Tower UPS | Output Sockets: 4 x Universal Sockets Back-up Time (Typical IT Load): 15-30 minutes | 24800 | 24800 | 2022-07-15 | 37200 | 32240 | 32240 | 29760 | 28520 | 27280 |  | BB
Network Card | Kebos | Network Card | Network Card for Kebos GH11/GR11 1KVA-10KVA UPS |  | 9200 | 9200 | 2022-07-15 | 13800 | 11960 | 11960 | 11040 | 10580 | 10120 |  | BB
UPS | Kebos | GH11-6KVA | Kebos 6KVA/5400W Online Double Conversion, Tower UPS | Input & Output Connections: Single Phase - Terminal Back-up Time (Typical IT Load): 15-30 minutes | 72500 | 72500 | 2022-07-15 | 108750 | 94250 | 94250 | 87000 | 83375 | 79750 |  | BB
UPS | Kebos | GH11-10KVA | Kebos 10KVA/9000W Online Double Conversion, Tower UPS | Input & Output Connections: Single Phase - Terminal Back-up Time (Typical IT Load): 15-30 minutes | 86500 | 86500 | 2022-07-15 | 129750 | 112450 | 112450 | 103800 | 99475 | 95150 |  | BB
UPS | Kebos | GR11-1KVA | KEBOS 1KVA/900W Online Double Conversion, Rack Mount UPS | Output Sockets: 8 x NEMA 5-15r Back-up Time (Typical IT Load): 15-30 minutes | 21100 | 21100 | 2022-07-15 | 31650 | 27430 | 27430 | 25320 | 24265 | 23210 |  | BB
UPS | Kebos | GR11-2KVA | KEBOS 2KVA/1800W Online Double Conversion, Rack Mount UPS | Output Sockets: 8 x NEMA 5-15r Back-up Time (Typical IT Load): 15-30 minutes | 28000 | 28000 | 2022-07-15 | 42000 | 36400 | 36400 | 33600 | 32200 | 30800 |  | BB
UPS | Kebos | GR11-3KVA | KEBOS 3KVA/2700W Online Double Conversion, Rack Mount UPS | Output Sockets: 8 x NEMA 5-15r Back-up Time (Typical IT Load): 15-30 minutes | 32500 | 32500 | 2022-07-15 | 48750 | 42250 | 42250 | 39000 | 37375 | 35750 |  | BB
UPS | Kebos | Network Card | Network Card for KEBOS GH11/GR11 1KVA 2KVA 3KVA FEATURES: WARRANTY: True Online Double Conversion Audible Alarms Two (2) Years on UPS Electronics and | Output Sockets: 8 x NEMA 5-15r Back-up Time (Typical IT Load): 15-30 minutes | 9200 | 9200 | 2022-07-15 | 13800 | 11960 | 11960 | 11040 | 10580 | 10120 |  | BB
UPS | Kebos | GR11-6KVA | KEBOS 6KVA/5400W Online Double Conversion, Rack Mount UPS | Input & Output Connections: Single Phase - Terminal Back-up Time (Typical IT Load): 15-30 minutes | 98000 | 98000 | 2022-07-15 | 147000 | 127400 | 127400 | 117600 | 112700 | 107800 |  | BB
UPS | Kebos | GR11-10KVA | KEBOS 10KVA/9000W Online Double Conversion, Rack Mount UPS | Input & Output Connections: Single Phase - Terminal Back-up Time (Typical IT Load): 15-30 minutes | 109000 | 109000 | 2022-07-15 | 163500 | 141700 | 141700 | 130800 | 125350 | 119900 |  | BB
UPS | Kebos | Network Card | Network Card for KEBOS GH11/GR11 1KVA-10KVA UPS |  | 9200 | 9200 | 2022-07-15 | 13800 | 11960 | 11960 | 11040 | 10580 | 10120 |  | BB
UPS | ABLEREX | GR650 | ABLEREX 650/360 Capacity VA/W |  | 2350 | 2350 | 2022-05-01 | 3525 | 3055 | 3055 | 2820 | 2702.5 |  |  | BB
UPS | ABLEREX | GR1000 | ABLEREX 1000/500 Capacity VA/W |  | 3100 | 3100 | 2022-05-01 | 4650 | 4030 | 4030 | 3720 | 3565 |  |  | BB
UPS | ABLEREX | GR1200 | ABLEREX 1200/600 Capacity VA/W |  | 5400 | 5400 | 2022-05-01 | 8100 | 7020 | 7020 | 6480 | 6210 |  |  | BB
UPS | ABLEREX | GR2000 | ABLEREX 2000/1200 Capacity VA/W |  | 6200 | 6200 | 2022-05-01 | 9300 | 8060 | 8060 | 7440 | 7130 |  |  | BB
Data Cabinet |  | 4U (600x450) | single section wall mounted 600mm width data cabinet with glass front door, black color |  | 2250 | 2250 |  | 3375 | 2925 | 2925 | 2700 | 2587.5 | 2475 |  | actv8
Data Cabinet |  | 6U (600x450) | single section wall mounted 600mm width data cabinet with glass front door, black color |  | 3800 | 3800 |  | 5700 | 4940 | 4940 | 4560 | 4370 | 4180 |  | actv8
Data Cabinet |  | 9U (600X450) | single section wall mounted 600mm width data cabinet with glass front door, black color |  | 5000 | 5000 |  | 7500 | 6500 | 6500 | 6000 | 5750 | 5500 |  | actv8
Data Cabinet |  | 12U (600X450) | single section wall mounted 600mm width data cabinet with glass front door, black color |  | 5850 | 5850 |  | 8775 | 7605 | 7605 | 7020 | 6727.5 | 6435 |  | actv8
Data Cabinet |  | 15U (600X450) | single section wall mounted 600mm width data cabinet with glass front door, black color |  | 7000 | 7000 |  | 10500 | 9100 | 9100 | 8400 | 8050 | 7700 |  | actv8
Data Cabinet |  | 22U (600X600) | Material: SPCC cold rolled sheet, thickness mounting profile 2.0mm, others 1.2mm, floor standing cabinet, 1 pc double open door with handle lock, 1 pc single open vented rear door with small round lock, 2 pcs removable side panel , 4 pcs mounting profile, 4 pcs mounting angle, fans with plugs, disassembled packing |  | 13500 | 13500 |  | 20250 | 17550 | 17550 | 16200 | 15525 | 14850 |  | actv8
Data Cabinet |  | 27U (600X800) | Material: SPCC cold rolled sheet, thickness mounting profile 2.0mm, others 1.2mm, floor standing cabinet, 1 pc double open door with handle lock, 1 pc single open vented rear door with small round lock, 2 pcs removable side panel , 4 pcs mounting profile, 4 pcs mounting angle, fans with plugs, disassembled packing |  | 18000 | 18000 |  | 27000 | 23400 | 23400 | 21600 | 20700 | 19800 |  | actv8
Data Cabinet |  | 42U (800X1000) | Material: SPCC cold rolled sheet, thickness mounting profile 2.0mm, others 1.2mm, floor standing cabinet, 1 pc double open door with handle lock, 1 pc single open vented rear door with small round lock, 2 pcs removable side panel , 4 pcs mounting profile, 4 pcs mounting angle, fans with plugs, disassembled packing |  | 27500 | 27500 |  | 41250 | 35750 | 35750 | 33000 | 31625 | 30250 |  | actv8
Data Cabinet |  | 42U open bay rack |  |  | 13500 | 13500 |  | 20250 | 17550 | 17550 | 16200 | 15525 | 14850 |  | actv8
Data Cabinet |  | FAN |  |  | 350 | 437.5 |  | 656.25 | 568.75 | 568.75 | 525 | 503.125 | 481.25 |  | actv8
Data Cabinet |  | 1U CABLE MANAGEMENT | 1 U cable management |  | 400 | 840 |  | 1260 | 1092 | 1092 | 1008 | 966 | 924 |  | actv8
Data Cabinet |  | 5 RING CABLE MANAGER | 5 Ring Cable Manger |  | 450 | 562.5 |  | 843.75 | 731.25 | 731.25 | 675 | 646.875 | 618.75 |  | actv8
Data Cabinet |  | FIXED SHELF 450mm | fixed shelf 450mm |  | 450 | 890 |  | 1335 | 1157 | 1157 | 1068 | 1023.5 | 979 |  | actv8
Data Cabinet |  | FIXED SHELF 600mm | fixed shelf 600mm |  | 550 | 687.5 |  | 1031.25 | 893.75 | 893.75 | 825 | 790.625 | 756.25 |  | actv8
Data Cabinet |  | FIXED SHELF 800mm | fixed shelf 800mm |  | 750 | 1190 |  | 1785 | 1547 | 1547 | 1428 | 1368.5 | 1309 |  | actv8
Data Cabinet |  | SLIDING SHELF 850mm | sliding shelf 850mm |  | 1500 | 1875 |  | 2812.5 | 2437.5 | 2437.5 | 2250 | 2156.25 | 2062.5 |  | actv8
Data Cabinet |  | 8 WAY PDU | 8 way universal type sockets with master switch |  | 600 | 1040 |  | 1560 | 1352 | 1352 | 1248 | 1196 | 1144 |  | actv8
MEMORY CARD |  | AUSDX64GUICL10A1-RA1 | 64 GB MICRO SD CARD |  |  | 225 | 2023-12-04 | 337.5 | 292.5 | 292.5 | 270 | 258.75 | 247.5 |  | GGDI
[8 empty] | 0 | 0 | 0 | 0 | 0 | 0
[8 empty] | 0 | 0 | 0 | 0 | 0 | 0
[8 empty] | 0 | 0 | 0 | 0 | 0 | 0
[8 empty] | 0 | 0 | 0 | 0 | 0 | 0
[8 empty] | 0 | 0 | 0 | 0 | 0 | 0
[8 empty] | 0 | 0 | 0 | 0 | 0 | 0
[8 empty] | 0 | 0 | 0 | 0 | 0 | 0
[8 empty] | 0 | 0 | 0 | 0 | 0 | 0
[8 empty] | 0 | 0 | 0 | 0 | 0 | 0
[8 empty] | 0 | 0 | 0 | 0 | 0 | 0
[8 empty] | 0 | 0 | 0 | 0 | 0 | 0
[8 empty] | 0 | 0 | 0 | 0 | 0 | 0
[8 empty] | 0 | 0 | 0 | 0 | 0 | 0
[8 empty] | 0 | 0 | 0 | 0 | 0 | 0
[8 empty] | 0 | 0 | 0 | 0 | 0 | 0
[8 empty] | 0 | 0 | 0 | 0 | 0 | 0
[8 empty] | 0 | 0 | 0 | 0 | 0 | 0
[8 empty] | 0 | 0 | 0 | 0 | 0 | 0
[8 empty] | 0 | 0 | 0 | 0 | 0 | 0
[8 empty] | 0 | 0 | 0 | 0 | 0 | 0
[8 empty] | 0 | 0 | 0 | 0 | 0 | 0
[8 empty] | 0 | 0 | 0 | 0 | 0 | 0
[8 empty] | 0 | 0 | 0 | 0 | 0 | 0
[8 empty] | 0 | 0 | 0 | 0 | 0 | 0
[8 empty] | 0 | 0 | 0 | 0 | 0 | 0
[8 empty] | 0 | 0 | 0 | 0 | 0 | 0
[8 empty] | 0 | 0 | 0 | 0 | 0 | 0
[8 empty] | 0 | 0 | 0 | 0 | 0 | 0
[8 empty] | 0 | 0 | 0 | 0 | 0 | 0
[8 empty] | 0 | 0 | 0 | 0 | 0 | 0
[8 empty] | 0 | 0 | 0 | 0 | 0 | 0
[8 empty] | 0 | 0 | 0 | 0 | 0 | 0
[8 empty] | 0 | 0 | 0 | 0 | 0 | 0
[8 empty] | 0 | 0 | 0 | 0 | 0 | 0
[8 empty] | 0 | 0 | 0 | 0 | 0 | 0
[8 empty] | 0 | 0 | 0 | 0 | 0 | 0
[8 empty] | 0 | 0 | 0 | 0 | 0 | 0
[8 empty] | 0 | 0 | 0 | 0 | 0 | 0
[8 empty] | 0 | 0 | 0 | 0 | 0 | 0
[8 empty] | 0 | 0 | 0 | 0 | 0 | 0
[8 empty] | 0 | 0 | 0 | 0 | 0 | 0
[8 empty] | 0 | 0 | 0 | 0 | 0 | 0
[8 empty] | 0 | 0 | 0 | 0 | 0 | 0
[8 empty] | 0 | 0 | 0 | 0 | 0 | 0
[8 empty] | 0 | 0 | 0 | 0 | 0 | 0
[8 empty] | 0 | 0 | 0 | 0 | 0 | 0
[8 empty] | 0 | 0 | 0 | 0 | 0 | 0
[8 empty] | 0 | 0 | 0 | 0 | 0 | 0
[8 empty] | 0 | 0 | 0 | 0 | 0 | 0
[8 empty] | 0 | 0 | 0 | 0 | 0 | 0
[8 empty] | 0 | 0 | 0 | 0 | 0 | 0
[8 empty] | 0 | 0 | 0 | 0 | 0 | 0
[8 empty] | 0 | 0 | 0 | 0 | 0 | 0
[8 empty] | 0 | 0 | 0 | 0 | 0 | 0
[8 empty] | 0 | 0 | 0 | 0 | 0 | 0
[8 empty] | 0 | 0 | 0 | 0 | 0 | 0
[8 empty] | 0 | 0 | 0 | 0 | 0 | 0
[8 empty] | 0 | 0 | 0 | 0 | 0 | 0
[8 empty] | 0 | 0 | 0 | 0 | 0 | 0
[8 empty] | 0 | 0 | 0 | 0 | 0 | 0
[8 empty] | 0 | 0 | 0 | 0 | 0 | 0
[8 empty] | 0 | 0 | 0 | 0 | 0 | 0
[8 empty] | 0 | 0 | 0 | 0 | 0 | 0
[8 empty] | 0 | 0 | 0 | 0 | 0 | 0
[8 empty] | 0 | 0 | 0 | 0 | 0 | 0
[8 empty] | 0 | 0 | 0 | 0 | 0 | 0
[8 empty] | 0 | 0 | 0 | 0 | 0 | 0
[8 empty] | 0 | 0 | 0 | 0 | 0 | 0
[8 empty] | 0 | 0 | 0 | 0 | 0 | 0
[8 empty] | 0 | 0 | 0 | 0 | 0 | 0
[8 empty] | 0 | 0 | 0 | 0 | 0 | 0
[8 empty] | 0 | 0 | 0 | 0 | 0 | 0
[8 empty] | 0 | 0 | 0 | 0 | 0 | 0
[8 empty] | 0 | 0 | 0 | 0 | 0 | 0
[8 empty] | 0 | 0 | 0 | 0 | 0 | 0
[8 empty] | 0 | 0 | 0 | 0 | 0 | 0
[8 empty] | 0 | 0 | 0 | 0 | 0 | 0
[8 empty] | 0 | 0 | 0 | 0 | 0 | 0
[8 empty] | 0 | 0 | 0 | 0 | 0 | 0
[8 empty] | 0 | 0 | 0 | 0 | 0 | 0
[8 empty] | 0 | 0 | 0 | 0 | 0 | 0
[8 empty] | 0 | 0 | 0 | 0 | 0 | 0
[8 empty] | 0 | 0 | 0 | 0 | 0 | 0
[8 empty] | 0 | 0 | 0 | 0 | 0 | 0
[8 empty] | 0 | 0 | 0 | 0 | 0 | 0
[8 empty] | 0 | 0 | 0 | 0 | 0 | 0
[8 empty] | 0 | 0 | 0 | 0 | 0 | 0
[8 empty] | 0 | 0 | 0 | 0 | 0 | 0
[8 empty] | 0 | 0 | 0 | 0 | 0 | 0
[8 empty] | 0 | 0 | 0 | 0 | 0 | 0
[8 empty] | 0 | 0 | 0 | 0 | 0 | 0
[8 empty] | 0 | 0 | 0 | 0 | 0 | 0
[8 empty] | 0 | 0 | 0 | 0 | 0 | 0
[8 empty] | 0 | 0 | 0 | 0 | 0 | 0
[8 empty] | 0 | 0 | 0 | 0 | 0 | 0
[8 empty] | 0 | 0 | 0 | 0 | 0 | 0
[8 empty] | 0 | 0 | 0 | 0 | 0 | 0
[8 empty] | 0 | 0 | 0 | 0 | 0 | 0
[8 empty] | 0 | 0 | 0 | 0 | 0 | 0
[8 empty] | 0 | 0 | 0 | 0 | 0 | 0
[8 empty] | 0 | 0 | 0 | 0 | 0 | 0
[8 empty] | 0 | 0 | 0 | 0 | 0 | 0
[8 empty] | 0 | 0 | 0 | 0 | 0 | 0
[8 empty] | 0 | 0 | 0 | 0 | 0 | 0
[8 empty] | 0 | 0 | 0 | 0 | 0 | 0
[8 empty] | 0 | 0 | 0 | 0 | 0 | 0
[8 empty] | 0 | 0 | 0 | 0 | 0 | 0
[8 empty] | 0 | 0 | 0 | 0 | 0 | 0
[8 empty] | 0 | 0 | 0 | 0 | 0 | 0
[8 empty] | 0 | 0 | 0 | 0 | 0 | 0
[8 empty] | 0 | 0 | 0 | 0 | 0 | 0
[8 empty] | 0 | 0 | 0 | 0 | 0 | 0
[8 empty] | 0 | 0 | 0 | 0 | 0 | 0
[8 empty] | 0 | 0 | 0 | 0 | 0 | 0
[8 empty] | 0 | 0 | 0 | 0 | 0 | 0
[8 empty] | 0 | 0 | 0 | 0 | 0 | 0
[8 empty] | 0 | 0 | 0 | 0 | 0 | 0
[8 empty] | 0 | 0 | 0 | 0 | 0 | 0
[8 empty] | 0 | 0 | 0 | 0 | 0 | 0
[8 empty] | 0 | 0 | 0 | 0 | 0 | 0
[8 empty] | 0 | 0 | 0 | 0 | 0 | 0
[8 empty] | 0 | 0 | 0 | 0 | 0 | 0
[8 empty] | 0 | 0 | 0 | 0 | 0 | 0
[8 empty] | 0 | 0 | 0 | 0 | 0 | 0
[8 empty] | 0 | 0 | 0 | 0 | 0 | 0
[8 empty] | 0 | 0 | 0 | 0 | 0 | 0
[8 empty] | 0 | 0 | 0 | 0 | 0 | 0
[8 empty] | 0 | 0 | 0 | 0 | 0 | 0
[8 empty] | 0 | 0 | 0 | 0 | 0 | 0
[8 empty] | 0 | 0 | 0 | 0 | 0 | 0
[8 empty] | 0 | 0 | 0 | 0 | 0 | 0
[8 empty] | 0 | 0 | 0 | 0 | 0 | 0
[8 empty] | 0 | 0 | 0 | 0 | 0 | 0
[8 empty] | 0 | 0 | 0 | 0 | 0 | 0
[8 empty] | 0 | 0 | 0 | 0 | 0 | 0
[8 empty] | 0 | 0 | 0 | 0 | 0 | 0
[8 empty] | 0 | 0 | 0 | 0 | 0 | 0
[8 empty] | 0 | 0 | 0 | 0 | 0 | 0
[8 empty] | 0 | 0 | 0 | 0 | 0 | 0
[8 empty] | 0 | 0 | 0 | 0 | 0 | 0
[8 empty] | 0 | 0 | 0 | 0 | 0 | 0
[8 empty] | 0 | 0 | 0 | 0 | 0 | 0
[8 empty] | 0 | 0 | 0 | 0 | 0 | 0
[8 empty] | 0 | 0 | 0 | 0 | 0 | 0
[8 empty] | 0 | 0 | 0 | 0 | 0 | 0
[8 empty] | 0 | 0 | 0 | 0 | 0 | 0
[8 empty] | 0 | 0 | 0 | 0 | 0 | 0
[8 empty] | 0 | 0 | 0 | 0 | 0 | 0
[8 empty] | 0 | 0 | 0 | 0 | 0 | 0
[8 empty] | 0 | 0 | 0 | 0 | 0 | 0
[8 empty] | 0 | 0 | 0 | 0 | 0 | 0
[8 empty] | 0 | 0 | 0 | 0 | 0 | 0
[8 empty] | 0 | 0 | 0 | 0 | 0 | 0
[8 empty] | 0 | 0 | 0 | 0 | 0 | 0

## CCTV_HIKVISION
| TYPE | MODEL | ITEM DESCRIPTION | OTHER DESCRIPTION | PURCHASE AMOUNT Vat-Ex | Last Price Update Date | SRP (End-User) |  | DEALER's PRICE |  | CONTRACTOR's PRICE |  | REMARKS
[7 empty] | Small Volume (50% Mark-Up) | Big Volume (30% Mark-Up) | Small Volume (30% Mark-Up) | Big Volume (20% Mark-Up) | Small Volume (15% Mark-Up) | Big Volume (10% Mark-Up)
CCTV | ECO Hi-Watch H.265 Series | E-HWIB | 2.0 MP IR Network Mini Bullet 2.8mm | • 1/2.8 progressive scan CMOS • 1920 × 1080 @20fps • 2.8 mm fixed lens• ŸH.265, H.264 • Dual stream • Digtal WDR (Wide Dynamic Range) • 3D DNR (Digital Noise Reduction) • Up to 30 m IR range • PoE (Power over Ethernet) • IP67 | 1200 | 2023-03-01 | 1800 | 1560 | 1560 | 1440 | 1380 | 1320
CCTV | ECO Hi-Watch H.265 Series | E-HWID | 2.0 MP IR Network Dome 2.8mm | • 1/2.8" progressive scan CMOS • 1920 × 1080 @20fps • 2.8 mm fixed lens • H.265, H.264 • Dual stream • Digtal WDR (Wide Dynamic Range) • 3D DNR (Digital Noise Reduction) • Up to 30 m IR range • PoE (Power over Ethernet) • IP67, IK10 | 1300 | 2025-07-17 | 1950 | 1690 | 1690 | 1560 | 1495 | 1430
CCTV | ECO Hi-Watch H.265 Series | E-HWIT | 2.0 MP IR Network Mini Turret 2.8mm | • 1/2.8" progressive scan CMOS • 1920 × 1080@20fps • 2.8 mm fixed lens • H.265, H.264 • Dual stream • Digtal WDR (Wide Dynamic Range) • 3D DNR (Digital Noise Reduction) • Up to 30 m IR range • PoE (Power over Ethernet) • IP67 / METAL & PLASTIC HOUSING | 1200 | 2025-07-17 | 1800 | 1560 | 1560 | 1440 | 1380 | 1320
CCTV | Hi-Watch H.265 Series | HWI-B121H | 2.0 MP IR Network Mini Bullet 2.8mm | •1/2.8" progressive scan CMOS • 1920 × 1080 @30fps • 2.8 mm fixed lens • H.265, H.264 • Dual stream • Digtal WDR (Wide Dynamic Range) • DNR (Digital Noise Reduction) • p to 30 m IR range • oE (Power over Ethernet) • P67 | 1620 | 2025-07-17 | 2430 | 2106 | 2106 | 1944 | 1863 | 1782
CCTV | Hi-Watch H.265 Series | HWI-B140H | 4.0 MP IR Network Mini Bullet 2.8mm | • 1/2.8" progressive scan CMOS • 2560x1440 @30fps • 2.8 mm fixed lens • H.265, H.264 • Dual stream • Digtal WDR (Wide Dynamic Range) • 3D DNR (Digital Noise Reduction) • Up to 30 m IR range • PoE (Power over Ethernet) • P67 / METAL & PLASTIC HOUSING | 2000 | 2025-07-17 | 3000 | 2600 | 2600 | 2400 | 2300 | 2200
CCTV | IP Camera | HWI-T221H | 2.0 MP IR Network Mini Turret 2.8mm | • 1/2.8" progressive scan CMOS • 1920 × 1080@30fps • 2.8 mm fixed lens • H.265, H.264 • Dual stream • Digtal WDR (Wide Dynamic Range) • 3D DNR (Digital Noise Reduction) • Up to 30 m IR range • PoE (Power over Ethernet) • IP67 / METAL & PLASTIC HOUSING | 1580 | 2025-07-17 | 2370 | 2054 | 2054 | 1896 | 1817 | 1738
CCTV | IP Camera | HWI-D121H | 2.0 MP IR Network Dome | 1/2.8" progressive scan CMOS • 1920 × 1080 @30fps • 2.8 mm fixed lens • H.265, H.264 • Dual stream • Digtal WDR (Wide Dynamic Range) • 3D DNR (Digital Noise Reduction) • Up to 30 m IR range • PoE (Power over Ethernet) • IP67, IK10 | 1750 | 2025-07-17 | 2625 | 2275 | 2275 | 2100 | 2012.5 | 1925
CCTV | iP Camera | HWI-T240H | 4.0 MP IR Network Mini Turret 2.8mm | • 1/2.8" progressive scan CMOS • 2560 × 1440@20fps • 2.8 mm fixed lens • H.265, H.264 • Dual stream • Digtal WDR (Wide Dynamic Range) • 3D DNR (Digital Noise Reduction) • Up to 30 m IR range • PoE (Power over Ethernet) • IP67 / METAL & PLASTIC HOUSING | 2000 | 2025-07-17 | 3000 | 2600 | 2600 | 2400 | 2300 | 2200
CCTV | IP Camera | HWI-D140H | 4.0 MP IR Network Dome 2.8mm | • 1/2.8" progressive scan CMOS • 2560 × 1440 @30fps • 2.8 mm fixed lens • H.265, H.264 • Dual stream • Digtal WDR (Wide Dynamic Range) • 3D DNR (Digital Noise Reduction) • Up to 30 m IR range • PoE (Power over Ethernet) • IP67, IK10 / METAL & PLASTIC HOUSING | 2125 | 2025-07-17 | 3187.5 | 2762.5 | 2762.5 | 2550 | 2443.75 | 2337.5
CCTV | Fixed Bullet & Dome Camera | DS-2CD1023G0E-I | 2 MP Fixed Bullet Network Camera 2.8mm | • High quality imaging with 2 MP resolution• Efficient H.265+ compression technology• Clear imaging against strong back light due to DWDR technology• Water and dust resistant (IP67)• EXIR 2.0: advanced infrared technology with long IR range | 1866 | 2025-07-17 | 2799 | 2425.8 | 2425.8 | 2239.2 | 2145.9 | 2052.6
CCTV | Fixed Bullet & Dome Camera | DS-2CD1023G0-IU | 2.0 MP Network Bullet Camera w/ Built-in Microphone 2.8mm | • 1/2.8" progressive scan CMOS • 1920 × 1080@30fps • 2.8mm fixed focal lens • Up to 30 m IR range • Dual stream • Digital WDR (Wide Dynamic Range) • 3D DNR (Digital Noise Reduction) • PoE (Power over Ethernet) • IP67 / Built-in Microphone • H.265+, H.265, H.264+, H.264 | 2000 | 2025-07-17 | 3000 | 2600 | 2600 | 2400 | 2300 | 2200
CCTV | Fixed Bullet & Dome Camera | DS-2CD1023G0-IUF（C） | 2.0 MP Network Bullet Camera w/ Built-in Micropho 2.8mm | 1/2.8" progressive scan CMOS • 1920 × 1080@30fps • 2.8mm fixed focal lens • Up to 30 m IR range • Dual stream • Digital WDR (Wide Dynamic Range) • 3D DNR (Digital Noise Reduction) • PoE (Power over Ethernet) • IP67 / Built-in Microphone • H.265+, H.265, H.264+, H.264 | 1800 | 2025-07-17 | 2700 | 2340 | 2340 | 2160 | 2070 | 1980
CCTV | IP Camera | DS-2CD1323G0-IU | 2.0 MP IR Network Turret Camera w/ Built-in Microphone 2.8mm | • 1/2.8" progressive scan CMOS • 1920 × 1080@30fps • 2.8mm fixed focal lens • Up to 30 m IR range • Dual stream • Digital WDR (Wide Dynamic Range) • 3D DNR (Digital Noise Reduction) • PoE (Power over Ethernet) • IP67 / Built-in Microphone • H.265+, H.265, H.264+, H.264 | 2000 | 2025-07-17 | 3000 | 2600 | 2600 | 2400 | 2300 | 2200
CCTV | IP Camera | DS-2CD1123G0-I | 2.0 MP CMOS Network Dome Camera 2.8mm | • 1/2.8" progressive scan CMOS • Up to 2.0 megapixel • 2.8mm fixed focal lens • Up to 30 m IR range • Dual stream • Digital WDR (Wide Dynamic Range) • 3D DNR (Digital Noise Reduction) • PoE (Power over Ethernet) • IP67, IK10 • H.265+, H.265, H.264+, H.264 | 2000 | 2025-07-17 | 3000 | 2600 | 2600 | 2400 | 2300 | 2200
CCTV | IP Camera | DS-2CD1143G0-I | 4.0 MP CMOS Network Dome Camera 2.8mm | • 1/3" progressive scan CMOS • Up to 2.0 megapixel • 2.8mm fixed focal lens • Up to 30 m IR range • Dual stream • Digital WDR (Wide Dynamic Range) • 3D DNR (Digital Noise Reduction) • PoE (Power over Ethernet) • IP67, IK10 • H.265+, H.265, H.264+, H.264 | 2625 | 2025-07-17 | 3937.5 | 3412.5 | 3412.5 | 3150 | 3018.75 | 2887.5
CCTV | IP Camera | DS-2CD1323G0-IUF © | 2.0 MP IR Network Turret Camera w/ Built-in Microphone 2.8mm | • 1/2.8" progressive scan CMOS • 1920 × 1080@30fps • 2.8mm fixed focal lens • Up to 30 m IR range • Dual stream • Digital WDR (Wide Dynamic Range) • 3D DNR (Digital Noise Reduction) • PoE (Power over Ethernet) • IP67 / Built-in Microphone • H.265+, H.265, H.264+, H.264 | 1800 | 2025-07-17 | 2700 | 2340 | 2340 | 2160 | 2070 | 1980
CCTV | IP Camera | DS-2CD2021G1-I(B) | 2 MP EXIR Mini Bullet Network Camera 2.8mm / 4mm | • 1/3" Progressive CMOS • ICR, 0lux with IR • 1920x1080:25fps(P)/30fps(N), • H.265+/H.265/H.264/MJPEG • DC12V & PoE • 3D DNR, BLC • IR range: up to 30m • HIK-Connect cloud service | 2398 | 2025-07-17 | 3597 | 3117.4 | 3117.4 | 2877.6 | 2757.7 | 2637.8
CCTV | IP Camera | DS-2CD2043G2-I | 4 MP WDR Fixed Bullet Network Camera 2.8mm/4mm | High quality imaging with 4 MP resolution • Clear imaging against strong backlight due to 120 dB WDR technology • Efficient H.265+ compression technology • Water and dust resistant (IP67) • Focus on human and vehicle targets classification based on deep learning | 3553 | 2025-07-17 | 5329.5 | 4618.9 | 4618.9 | 4263.6 | 4085.95 | 3908.3
CCTV | IP Camera | DS-2CD2043G2-IU | 4 MP WDR Fixed Bullet Network Camera 4mm | • High quality imaging with 4 MP resolution • Clear imaging against strong backlight due to 120 dB WDR technology • Efficient H.265+ compression technology • Water and dust resistant (IP67) • Focus on human and vehicle targets classification based on deep learning * -U:Built-in Microphone | 3750 | 2025-07-17 | 5625 | 4875 | 4875 | 4500 | 4312.5 | 4125
CCTV | IP Camera | DS-2CD2121G0-I | 2 MP Network Dome Camera 2.8mm/4mm | • 1/2.8" Progressive Scan CMOS • 1920 × 1080@30fps • 2.8/4/6 mm fixed lens • Color: 0.01 Lux @ (F1.2, AGC ON), 0.028 Lux @ (F2.0, AGC ON), 0 Lux with IR • H.265+, H.265, H.264+, H.264 • 2 Behavior analysis • IP67, IK10 • Built-in micro SD/SDHC/SDXC card slot, up to 128 GB | 2398 | 2025-07-17 | 3597 | 3117.4 | 3117.4 | 2877.6 | 2757.7 | 2637.8
CCTV | IP Camera | DS-2CD2121G0-IS | 2 MP Network Dome Camera 4.0mm | • 1/2.8" Progressive Scan CMOS • 1920 × 1080@30fps • 2.8/4/6 mm fixed lens • Color: 0.01 Lux @ (F1.2, AGC ON), 0.028 Lux @ (F2.0, AGC ON), 0 Lux with IR • H.265+, H.265, H.264+, H.264 • 2 Behavior analysis • IP67, IK10 • Built-in micro SD/SDHC/SDXC card slot, up to 128 GB • S: Audio/Alarm IO connectors | 2643 | 2025-07-17 | 3964.5 | 3435.9 | 3435.9 | 3171.6 | 3039.45 | 2907.3
CCTV | IP Camera | DS-2CD2123G0-I | 2 MP IR Fixed Dome Network Camera 2.8mm | • 1/2.8" Progressive Scan CMOS • 1920 × 1080@30fps • H.265, H.265+, H.264, H.264+ • Three streams • 120dB WDR • IR range: Up to 30 m • IP66, IK10 • Built-in micro SD/SDHC/SDXC card slot, up to 128 GB • 3-Axis adjustment | 3454 | 2025-07-17 | 5181 | 4490.2 | 4490.2 | 4144.8 | 3972.1 | 3799.4
CCTV | IP Camera | DS-2CD2123G0-IU | 2 MP IR Fixed Dome Network Camera w/ Builtin Microphone 2.8mm | • 1/2.8" Progressive Scan CMOS • 1920 × 1080@30fps • H.265, H.265+, H.264, H.264+ • Three streams • 120dB WDR • IR range: Up to 30 m • IP66, IK10 • Built-in micro SD/SDHC/SDXC card slot, up to 128 GB • 3-Axis adjustment • Built-in microphon | 3661 | 2025-07-17 | 5491.5 | 4759.3 | 4759.3 | 4393.2 | 4210.15 | 4027.1
CCTV | IP Camera | DS-2CD2123G2-I | 2 MP Vandal Fixed Dome Network Camera 2.8mm | • High quality imaging with 2 MP resolution • Clear imaging against strong backlight due to 120 dB WDR technology • Efficient H.265+ compression technology • Water and dust resistant (IP67) and vandal resistant (IK10) • Focus on human and vehicle targets classification based on deep learning | 3454 | 2025-07-17 | 5181 | 4490.2 | 4490.2 | 4144.8 | 3972.1 | 3799.4
CCTV | IP Camera | DS-2CD2123G2-IU | 2 MP Vandal Built-in Mic Fixed Dome Network Camera 2.8mm | High quality imaging with 2 MP resolution • Clear imaging against strong backlight due to 120 dB WDR technology • Efficient H.265+ compression technology • Built-in microphone for real-time audio security • Water and dust resistant (IP67) and vandal resistant (IK10) • Focus on human and vehicle targets classification based on deep learning | 3661 | 2025-07-17 | 5491.5 | 4759.3 | 4759.3 | 4393.2 | 4210.15 | 4027.1
CCTV | IP Camera | DS-2CD2123G0-IS | 2 MP IR Fixed Dome Network Camera 2.8mm | • 1/2.8" Progressive Scan CMOS • 1920 ×1080@30fps • 2.8/4/6/8mm fixed lens • Color: 0.01 Lux @ (F1.2, AGC ON), 0.028 Lux @ (F2.0, AGC ON), 0 Lux with IR • H.265+, H.265, H.264+, H.264 • Three streams • 120dB WDR • 2 Behavior analyses, and face detection • BLC/3D DNR/ROI • IP67, IK10 • Built-in micro SD/SDHC/SDXC card slot, up to 128 GB • 3-Axis adjustment | 3730 | 2025-07-17 | 5595 | 4849 | 4849 | 4476 | 4289.5 | 4103
CCTV | IP Camera | DS-2CD2143G0-I | 4 MP IR Fixed Dome Network Camera 2.8mm | • 1/3" Progressive Scan CMOS • 2560 ×1440@30fps • 2.8mm fixed lens • Color: 0.01 Lux @ (F1.2, AGC ON), 0.018 Lux @ (F1.6, AGC ON), 0 Lux with IR • H.265+, H.265, H.264+, H.264 • Three streams • 120dB WDR • 2 Behavior analyses, and face detection • BLC/3D DNR/ROI • IP67 • Built-in micro SD/SDHC/SDXC card slot, up to 128 GB • 3-Axis adjustment | 3553 | 2025-07-17 | 5329.5 | 4618.9 | 4618.9 | 4263.6 | 4085.95 | 3908.3
CCTV | IP Camera | DS-2CD2143G2-I | 4 MP Vandal WDR Fixed Dome Network Camera 2.8mm | • 1/3" Progressive Scan CMOS • H.265+/H.265/H.264+/H.264/MJPEG • Color: 0.005 Lux @ (F1.6, AGC ON) • 0 lux with IR; 25fps/30fps (2688×1520, 1920×1080) • VCA functions; 3 streams; 3D DNR; BLC/HLC • ICR; EXIR, up to 30m • DC12V&PoE • Built-in micro SD/SDHC/SDXC slot • HIK-Connect cloud service | 3553 | 2025-07-17 | 5329.5 | 4618.9 | 4618.9 | 4263.6 | 4085.95 | 3908.3
CCTV | IP Camera | DS-2CD2143G0-IU | 4 MP IR Fixed Dome Network Camera w/ Builtin Microphone 2.8mm | • 1/3" Progressive Scan CMOS • 2560 ×1440@30fps • 2.8mm fixed lens • Color: 0.01 Lux @ (F1.2, AGC ON), 0.018 Lux @ (F1.6, AGC ON), 0 Lux with IR • H.265+, H.265, H.264+, H.264 • Three streams • 120dB WDR • 2 Behavior analyses, and face detection • BLC/3D DNR/ROI • IP67 • Built-in micro SD/SDHC/SDXC card slot, up to 128 GB • 3-Axis adjustment *U model: with build in Mic | 3750 | 2025-07-17 | 5625 | 4875 | 4875 | 4500 | 4312.5 | 4125
CCTV | IP Camera | DS-2CD2143G2-IU | 4 MP Vandal WDR Fixed Dome Network Camera 2.8mm/4.0mm | • 1/3" Progressive Scan CMOS • H.265+/H.265/H.264+/H.264/MJPEG • Color: 0.005 Lux @ (F1.6, AGC ON) • 0 lux with IR; 25fps/30fps (2688×1520, 1920×1080) • VCA functions; 3 streams; 3D DNR; BLC/HLC • ICR; EXIR, up to 30m • DC12V&PoE • Built-in micro SD/SDHC/SDXC slot • HIK-Connect cloud service • Built-in microphone for real-time audio | 3750 | 2025-07-17 | 5625 | 4875 | 4875 | 4500 | 4312.5 | 4125
CCTV | IP Camera | DS-2CD2046G2-I © | 4 MP AcuSense Fixed Bullet Network Camera 2.8mm/4mm | • High quality imaging with 4 MP resolution • Excellent low-light performance with powered-byDarkFighter technology • Clear imaging against strong backlight due to 120 dB true WDR technology • Efficient H.265+ compression technology • Focus on human and vehicle targets classification based on deep learning • Built-in microphone for real-time auto security(-U) • Water and dust resistant (IP67) | 4382 | 2025-07-17 | 6573 | 5696.6 | 5696.6 | 5258.4 | 5039.3 | 4820.2
CCTV | IP Camera | DS-2CD2055FWD-I | 5 MP Network Bullet Camera 2.8mm/4mm | • Up to 5 megapixel high resolution • Max. 2560 × 1920@30fps • 2.8 mm fixed lens • H.265, H.265+, H.264+, H.264 •120dB Wide Dynamic Range • 3D Digital Noise Reduction • DC12V & PoE (802.3af) • IR range: up to 30 m • Support on-board storage, up to 128 GB • IP67 | 4550 | 2025-07-17 | 6825 | 5915 | 5915 | 5460 | 5232.5 | 5005
CCTV | IP Camera | DS-2CD2065G1-I | 6 MP IR Fixed Bullet Network Camera 4mm | • Up to 6 megapixel high resolution • Max. 3072 × 2048@20fps • 4 mm fixed lens • H.265, H.265+, H.264+, H.264 • 120dB WDR • Powered by Darkfighter • 12 VDC & PoE (802.3af, class 3) • IR range: up to 30 m • Support on-board storage, up to 128 GB • IP67,IK10 • BLC/3D DNR/ROI/HLC • Color: 0.008 Lux @ (F1.2, AGC ON), 0.014 Lux @ (F1.6, AGC ON) | 4680 | 2025-07-17 | 7020 | 6084 | 6084 | 5616 | 5382 | 5148
CCTV | IP Camera | DS-2CD2066G2-I © | 6 MP IR Fixed Bullet Network Camera 2.8mm | • 1/2.5" Progressive Scan CMOS; H.265+/H.265/H.264+/H.264/MJPEG; • Powered by Darkfighter technology, Color: 0.003 lux@(F1.6, AGC ON), 0 lux with IR; • 20fps(3200x1800), 25fps/30fps (2688×1520, 1920×1080) • VCA functions; 3 streams; 3D DNR; BLC/HLC; ICR; EXIR, up to 40m; DC12V&PoE; Built-in micro SD/SDHC/SDXC slot; HIK-Connect cloud service; | 4947 | 2025-07-17 | 7420.5 | 6431.1 | 6431.1 | 5936.4 | 5689.05 | 5441.7
CCTV | IP Camera | DS-2CD2085FWD-I | 8 MP Network Bullet Camera 2.8mm | • Up to 8 megapixel high resolution • Max. 3840 × 2160@20fps • 2.8 mm fixed lens • H.265, H.265+, H.264+, H.264 •120dB Wide Dynamic Range • 3D Digital Noise Reduction • DC12V & PoE (802.3af) • IR range: up to 30 m • Support o | 7150 | 2025-07-17 | 10725 | 9295 | 9295 | 8580 | 8222.5 | 7865
CCTV | IP Camera | DS-2CD2T45FWD-I5 | 4 MP IR Fixed Bullet Network Camera 4mm | • 1/2.5" Progressive Scan CMOS • 2688 × 1520 @30fps • 4 mm fixed lens • H.265, H.265+, H.264+, H.264 • 4 Behavior analyses • 120dB WDR • Powered by Darkfighter • BLC/3D DNR/ROI/HLC • IR range: 50m, 80m, optional • Bulit-in microSD/SDHC/SDXC card slot, up to 128 GB • IP67 | 4810 | 2025-07-17 | 7215 | 6253 | 6253 | 5772 | 5531.5 | 5291
CCTV | IP Camera | DS-2CD2T55FWD-I5 | 5 MP Network Bullet Camera 2.8mm/4mm | • Up to 5 megapixel high resolution • Max. 2560 × 1920@20fps • 2.8 mm / 4mm fixed lens • H.265, H.265+, H.264+, H.264 •120dB Wide Dynamic Range • 3D Digital Noise Reduction • DC12V & PoE (802.3af) • IR range: 50 m • Support on-board storage, up to 128 GB • IP67 | 5135 | 2025-07-17 | 7702.5 | 6675.5 | 6675.5 | 6162 | 5905.25 | 5648.5
CCTV | IP Camera | DS-2CD2T65G1-I5 | 6 MP IR Fixed Bullet Network Camera 2.8mm/4mm | Up to 6 megapixel high resolution • Max. 3072 × 2048@20fps • 4 mm fixed lens • H.265, H.265+, H.264+, H.264 • 120dB WDR • Powered by Darkfighter • 12 VDC & PoE (802.3af, class 3) • Support on-board storage, up to 128 GB • IP67 • BLC/3D DNR/ROI/HLC • Color: 0.008 Lux @ (F1.2, AGC ON), 0.014 Lux @ (F1.6, AGC ON) | 5265 | 2025-07-17 | 7897.5 | 6844.5 | 6844.5 | 6318 | 6054.75 | 5791.5
CCTV | IP Camera | DS-2CD2T66G2-2I | 6 MP AcuSense Fixed Bullet Network Camera | 6 MP AcuSense Fixed Bullet Network Camera • 1/1.8" Progressive Scan CMOS; H.265+/H.265/H.264+/H.264/MJPEG; • Powered by Darkfighter technology, Color: 0.003 lux@(F1.6, AGC ON), 0 lux with IR; • 20fps(3200x1800), 25fps/30fps (2688×1520, 1920×1080); • VCA functions; 3 streams; 3D DNR; BLC/HLC; ICR; EXIR; • DC12V&PoE; Built-in micro SD/SDHC/SDXC slot; HIK-Connect cloud service;*-2I/4I model: up to 60m(2Leds)/80m(4Leds) IR distance | 5522 | 2025-07-17 | 8283 | 7178.6 | 7178.6 | 6626.4 | 6350.3 | 6074.2
CCTV | IP Camera | DS-2CD2T85FWD-I8 | 8 MP Network Bullet Camera 2.8mm/4mm/6mm | • Up to 8 megapixel high resolution • Max. 3840 × 2160@20fps • 2.8mm / 4mm / 6mm fixed lens • H.265, H.265+, H.264+, H.264 •120dB Wide Dynamic Range • 3D Digital Noise Reduction • DC12V & PoE (802.3af) • IR range: 80m • Support on-board storage, up to 128 GB • IP67 | 7995 | 2025-07-17 | 11992.5 | 10393.5 | 10393.5 | 9594 | 9194.25 | 8794.5
CCTV | IP Camera | DS-2CD2146G2-I | 4 MP AcuSense Fixed Dome Network Camera 2.8MM | • 1/2.7" Progressive Scan CMOS; H.265+/H.265/H.264+/H.264/MJPEG; • Powered by Darkfighter technology,Color: 0.003 lux @(F1.4, AGC ON), 0 lux with IR • 25fps/30fps(2688×1520,2304×1296,1920×1080) • VCA functions; 3 streams; 3D DNR; BLC; ICR; EXIR; DC12V&PoE • Built-in micro SD/SDHC/SDXC slot; HIK-Connect cloud service *-SU model: Audio/Alarm I/O, Built-in microphone | 4454 | 2025-07-17 | 6681 | 5790.2 | 5790.2 | 5344.8 | 5122.1 | 4899.4
CCTV | IP Camera | DS-2CD2155FWD-I | 5 MP Network Dome Camera 2.8mm | • Up to 5 megapixel high resolution • Max. 2560 × 1920@20fps • 2.8 mm/4 mm/6 mm/8 mm/12 mm fixed lens, optional • H.265, H.265+, H.264+, H.264 •120dB Wide Dynamic Range • 3D Digital Noise Reduction • DC12V & PoE (802.3af) • IR range: up to 30 m • Support on-board storage, up to 128 GB • IP67, IK10 | 4615 | 2025-07-17 | 6922.5 | 5999.5 | 5999.5 | 5538 | 5307.25 | 5076.5
CCTV | IP Camera | DS-2CD2165G0-I (Powered by Darkfighter) | 6 MP Network Dome Camera 2.8mm | • Up to 6 megapixel high resolution • Max. 3072 × 2048 @ 20fps • 2.8 mm/4 mm/6 mm fixed lens • H.265, H.265+, H.264+, H.264 • 120dB WDR • Powered by Darkfighter • 12 VDC & PoE (802.3af, class 3) • IR range: Up to 30 m • Support on-board storage, up to 128 GB • IP67,IK10 • 3-axis adjustment • Color: 0.008 Lux @ (F1.2, AGC ON), 0.014 Lux @ (F1.6, AGC ON) | 4810 | 2025-07-17 | 7215 | 6253 | 6253 | 5772 | 5531.5 | 5291
CCTV | IP Camera | DS-2CD2166G2-I | 6 MP AcuSense Fixed Dome Network Camera 2.8mm | • 1/2.5" Progressive Scan CMOS; H.265+/H.265/H.264+/H.264/MJPEG; • Powered by Darkfighter technology, Color: 0.003 lux@(F1.6, AGC ON), 0 lux with IR; • 20fps(3200x1800), 25fps/30fps (2688×1520, 1920×1080); • VCA functions; 3 streams; 3D DNR; BLC/HLC; ICR; • EXIR, up to 30m; DC12V&PoE; • Built-in micro SD/SDHC/SDXC slot; HIK-Connect cloud service; *-SU model: Audio/Alarm I/O, Built-in microphone | 5018 | 2025-07-17 | 7527 | 6523.4 | 6523.4 | 6021.6 | 5770.7 | 5519.8
CCTV |  | DS-2CD2166G2-ISU (2.8mm) | 6 MP RESOLUTION |  | 5391 |  | 8086.5 | 7008.3 | 7008.3 | 6469.2 | 6199.65 | 5930.1
CCTV | IP Camera | DS-2CD2543G0-IS | 4 MP IR Fixed Mini Dome Network Camera 2.8mm | • 1/3" Progressive Scan CMOS • H.265+/H.265/H.264+/H.264/MJPEG • 25fps/30fps(2560×1440, 1920×1080) • 3 VCA functions; 3 streams; 3D DNR; ICR • EXIR, up to 10m • DC12V&PoE • Built-in micro SD/SDHC/SDXC slot • HIK-Connect cloud service *S model: built-in mic, Audio/Alarm IO | 4352 | 2025-07-17 | 6528 | 5657.6 | 5657.6 | 5222.4 | 5004.8 | 4787.2
CCTV | IP Camera | DS-2CD2546G2-I | 4 MP Acusense Fixed Mini Dome Network Camera 2.8mm | • High quality imaging with 4 MP resolution • Excellent low-light performance with powered-byDarkFighter technology • Focusing on human and vehicle classification based on deep learning • Clear imaging against strong back light due to 120 dB WDR technology • Efficient H.265+ compression technology • Water and dust resistant IP67 and vandal proof IK08 | 5234 | 2025-07-17 | 7851 | 6804.2 | 6804.2 | 6280.8 | 6019.1 | 5757.4
CCTV | IP Camera | DS-2CD2546G2-IS | 4 MP Acusense Built-in Mic Fixed Mini Dome Network Camera 2.8mm | • High quality imaging with 4 MP resolution • Excellent low-light performance with powered-byDarkFighter technology • Focusing on human and vehicle classification based on deep learning • Clear imaging against strong back light due to 120 dB WDR technology • Efficient H.265+ compression technology • Water and dust resistant IP67 and vandal proof IK08 | 5522 | 2025-07-17 | 8283 | 7178.6 | 7178.6 | 6626.4 | 6350.3 | 6074.2
CCTV | EXIR Camera | DS-2CD2323G0-IU | 2 MP IR Fixed Turret Network Camera w/ Builtin Microphone 2.8mm | ● 1/2.8" Progressive Scan CMOS ● 1920 × 1080@30fps ● 2.8 mm fixed lens ● Color: 0.028 Lux @ (F2.0, AGC ON), 0 Lux with IR ● H.265, H.265+, H.264, H.264+ ● Three streams ● 120dB WDR ● BLC/3D DNR/ROI/HLC ● IR range: Up to 30 m ● Built-in micro SD/SDHC/SDXC card slot, up to 128 GB ● 3-Axis adjustment ● Built-in microphone | 3421 | 2025-07-17 | 5131.5 | 4447.3 | 4447.3 | 4105.2 | 3934.15 | 3763.1
CCTV | EXIR Camera | DS-2CD2343G0-IU | 4 MP IR Fixed Turret Network Camera w/ Builtin Microphone 2.8mm | ● 1/2.8" Progressive Scan CMOS ● 2688 × 1520@30fps ● 2.8 mm fixed lens ● Color: 0.028 Lux @ (F2.0, AGC ON), 0 Lux with IR ● H.265, H.265+, H.264, H.264+ ● Three streams ● 120dB WDR ● BLC/3D DNR/ROI/HLC ● IR range: Up to 30 m ● Built-in micro SD/SDHC/SDXC card slot, up to 128 GB ● 3-Axis adjustment ● Built-in microphone | 3684 | 2025-07-17 | 5526 | 4789.2 | 4789.2 | 4420.8 | 4236.6 | 4052.4
CCTV | IP Camera | DS-2CD2T21G0-I | 2 MP IR Fixed Bullet Network Camera 2.8mm | • 1/2.8" Progressive Scan CMOS • 1920 × 1080@30fps • 4/6 mm fixed lens • Color: 0.01 Lux @ (F1.2, AGC ON), 0.028 Lux @ (F2.0, AGC ON), 0 Lux with IR • H.265+, H.265, H.264+, H.264 • 2 Behavior analyses • IP67 • Built-in micro SD/SDHC/SDXC card slot, up to 128 GB | 2518 | 2025-07-17 | 3777 | 3273.4 | 3273.4 | 3021.6 | 2895.7 | 2769.8
CCTV | IP Camera | DS-2CD2T23G0-I5 | 2 MP IR Fixed Bullet Network Camera 4mm | • 1/2.8" Progressive Scan CMOS • 1920 ×1080@30fps • 2.8/4/6/8mm fixed lens • Color: 0.01 Lux @ (F1.2, AGC ON), 0.028 Lux @ (F2.0, AGC ON), 0 Lux with IR • H.265+, H.265, H.264+, H.264 • Three streams • 120dB WDR • 2 Behavior analyses, and face detection • BLC/3D DNR/ROI • IP67 • Built-in micro SD/SDHC/SDXC card slot, up to 128 GB • 3-Axis adjustment | 3799 | 2025-07-17 | 5698.5 | 4938.7 | 4938.7 | 4558.8 | 4368.85 | 4178.9
CCTV | IP Camera | DS-2CD2T43G0-I5 | 4 MP IR Fixed Bullet Network Camera 4mm | • 1/3" Progressive Scan CMOS • 2560 ×1440@30fps • 2.8/4/6/8mm fixed lens • Color: 0.01 Lux @ (F1.2, AGC ON), 0.018 Lux @ (F1.6, AGC ON), 0 Lux with IR • H.265+, H.265, H.264+, H.264 • Three streams • 120dB WDR • 2 Behavior analyses, and face detection • BLC/3D DNR/ROI • IP67 • Built-in micro SD/SDHC/SDXC card slot, up to 128 GB • 3-Axis adjustment | 3882 | 2025-07-17 | 5823 | 5046.6 | 5046.6 | 4658.4 | 4464.3 | 4270.2
CCTV | IP Camera | DS-2CD2T43G2-2I | 4 MP WDR Fixed Bullet Network Camera 4mm |  | 4283 | 2025-07-17 | 6424.5 | 5567.9 | 5567.9 | 5139.6 | 4925.45 | 4711.3
CCTV | IP Camera | DS-2CD2T43G0-I8 | 4 MP IR Fixed Bullet Network Camera 6mm | • 1/3” Progressive Scan CMOS • 2560 ×1440@30fps • 6mm fixed lens • Color: 0.01 Lux @ (F1.2, AGC ON), 0.018 Lux @ (F1.6, AGC ON), 0 Lux with IR • H.265+, H.265, H.264+, H.264 • Three streams • 120dB WDR • 2 Behavior analyses, and face detection • BLC/3D DNR/ROI • IP67 • Built-in micro SD/SDHC/SDXC card slot, up to 128 GB • 3-Axis adjustment | 4079 | 2025-07-17 | 6118.5 | 5302.7 | 5302.7 | 4894.8 | 4690.85 | 4486.9
CCTV | IP Camera | DS-2CD2T43G2-2I | 4 MP WDR Fixed Bullet Network Camera 6mm | 4 MP WDR Fixed Bullet Network Camera • 1/3" Progressive Scan CMOS; H.265+/H.265/H.264+/H.264/MJPEG; • Color: 0.005 Lux @ (F1.6, AGC ON), 0 lux with IR; 25fps/30fps(2688×1520, 1920×1080) • VCA functions; 3 streams; 3D DNR; BLC/HLC; ICR • DC12V&PoE; • Built-in micro SD/SDHC/SDXC slot; HIK-Connect cloud service*-2I/4I model: up to 60m(2Leds)/80m(4Leds) IR distance | 4076 | 2025-07-17 | 6114 | 5298.8 | 5298.8 | 4891.2 | 4687.4 | 4483.6
CCTV | IP Camera | DS-2CD2T46G2-2I | 4 MP WDR Fixed Bullet Network Camera 4mm | • 1/3" Progressive Scan CMOS; H.265+/H.265/H.264+/H.264/MJPEG; • Color: 0.005 Lux @ (F1.6, AGC ON), 0 lux with IR; 25fps/30fps(2688×1520, 1920×1080) • VCA functions; 3 streams; 3D DNR; BLC/HLC; ICR • DC12V&PoE; • Built-in micro SD/SDHC/SDXC slot; HIK-Connect cloud service *-2I/4I model: up to 60m(2Leds)/80m(4Leds) IR distance | 4957 | 2025-07-17 | 7435.5 | 6444.1 | 6444.1 | 5948.4 | 5700.55 | 5452.7
CCTV | Vari-focus BULLET | DS-2CD2610F-IS | 1.3MP VF IR Bullet Camera 2.8mm-12mm | •1.3 megapixel high resolution • 2.8-12mm vari-focal lens • 3D DNR & DWDR & BLC • IP66 rating • IR range: up to 30m • True day / night | 4125 | 2025-07-17 | 6187.5 | 5362.5 | 5362.5 | 4950 | 4743.75 | 4537.5
CCTV | IP Camera | DS-2CD1623G0-IZ | 2MP VF IR Bullet Camera 2.8-12mm | • 2 megapixel high resolution • 1/2.8" Progressive CMOS, ICR • 1920x1080:25fps(P)/30fps(N) • H.265+/H.265/H.264+&H.264, 3D DNR, BLC • IR range: up to 30m, DC12V & PoE, TF card slot • Support mobile monitoring via Hik-Connect • Power supply not included - Z: motorized vari-focal lens | 4743 | 2025-07-17 | 7114.5 | 6165.9 | 6165.9 | 5691.6 | 5454.45 | 5217.3
CCTV | IP Camera | DS-2CD2620F-I | 2MP VF IR Bullet Camera 2.8-12mm | •2 megapixel high resolution • 2.8-12mm vari-focal lens • 3D DNR & DWDR & BLC • IP66 rating • IR range: up to 30m • True day / night | 4125 | 2025-07-17 | 6187.5 | 5362.5 | 5362.5 | 4950 | 4743.75 | 4537.5
CCTV | IP Camera | DS-2CD2621G0-I | 2MP VF IR Bullet Camera 2.8-12mm | • 2 megapixel high resolution • 2.8-12mm vari-focal lens • 3D DNR & DWDR & BLC • IP66 rating • IR range: up to 30m • H.265+/H.265/H.264/MJPEG • DC12V & PoE • HIK-Connect cloud service | 4323 | 2025-07-17 | 6484.5 | 5619.9 | 5619.9 | 5187.6 | 4971.45 | 4755.3
CCTV | IP Camera | DS-2CD2621G0-IZS | 2MP VF IR Bullet Camera 2.8-12mm | • 2 megapixel high resolution • 2.8-12mm Motorized vari-focal lens • 3D DNR & DWDR & BLC • IP66 rating • IR range: up to 30m • H.265+/H.265/H.264/MJPEG • DC12V & PoE • HIK-Connect cloud service - S: Audio/Alarm IO conectors | 5226 | 2025-07-17 | 7839 | 6793.8 | 6793.8 | 6271.2 | 6009.9 | 5748.6
CCTV | IP Camera | DS-2CD1643G0-IZ | 4 MP EXIR VF Bullet Network Camera 2.8mm-12mm | • 4 megapixel high resolution • 1/2.8" Progressive CMOS, ICR • 2560x1440:20fps(P)/(N), 2304x1296:25fps(P)/30fps(N) • H.265+/H.265/H.264+&H.264, 3D DNR, BLC • IR range: up to 30m, DC12V & PoE, TF card slot • Support mobile monitoring via Hik-Connect • Power supply not included - Z: motorized vari-focal lens | 5217 | 2025-07-17 | 7825.5 | 6782.1 | 6782.1 | 6260.4 | 5999.55 | 5738.7
CCTV | IP Camera | DS-2CD2642FWD-I | 4MP WDR Vari-focal Bullet Network Camera 2.8-12mm | • 1/3” Progressive Scan CMOS • Up to 4 megapixel resolution • 120dB WDR • 3D DNR • Up to 30 meters IR range • Built-in Micro SD/SDHC/SDXC card slot, up to 128 GB • Mobile Monitoring via cloud P2P or iVMS-4500 • 12V DC±25% & PoE(802.3af Class3) • Support H.264+ • IP67 • Mobile Monitoring via cloud P2P or iVMS-4500 | 7020 | 2025-07-17 | 10530 | 9126 | 9126 | 8424 | 8073 | 7722
CCTV | IP Camera | DS-2CD2642FWD-IS | 4MP WDR Vari-focal Bullet Network Camera 2.8-12mm | • 1/3” Progressive Scan CMOS • Up to 4 megapixel resolution • 120dB WDR • 3D DNR • Up to 30 meters IR range • Built-in Micro SD/SDHC/SDXC card slot, up to 128 GB • Audio/alarm I/O (-S) • Mobile Monitoring via cloud P2P or iVMS-4500 • 12V DC±25% & PoE(802.3af Class3) • Support H.264+ • IP67 • Mobile Monitoring via cloud P2P or iVMS-4500 | 7280 | 2025-07-17 | 10920 | 9464 | 9464 | 8736 | 8372 | 8008
CCTV | IP Camera | DS-2CD2643G0-IZS | 4MP EXIR VF Bullet Network Camera 2.8mm-12mm | •4 Megapixel High Resolution • 1/3" Progressive Scan CMOS • H.265+/H.265/H.264+/H.264/MJPEG • 3D DNR; ICR; EXIR, up to 50m • DC12V&PoE • Built-in micro SD/SDHC/SDXC slot • All-metal, built-in junction box; IP67, IK10 • HIK-Connect cloud service | 7944 | 2025-07-17 | 11916 | 10327.2 | 10327.2 | 9532.8 | 9135.6 | 8738.4
CCTV | IP Camera | DS-2CD2643G1-IZS | 4MP Outdoor IR Varifocal Bullet Camera 2.8mm-12mm | • 1/3" (4 MP) Progressive Scan CMOS • 2688 x 1520 Resolution @ 30 fps • EXIR 2.0 Range Up to 165 ft (50 m) • 2.8 to 12 mm Motorized Varifocal Lens • H.265+, H.265, H.264+, H.264 • 120dB True WDR • MicroSD Card Slot Supports 128 GB • IP67 Protection • Durable Metal Housing • 12 VDC and PoE+ (802.3at) | 7392 | 2025-07-17 | 11088 | 9609.6 | 9609.6 | 8870.4 | 8500.8 | 8131.2
CCTV | IP Camera | DS-2CD2643G2-IZS | 4 MP WDR Motorized Varifocal Bullet Network Camera 2.8-12mm | 1/2.9" Progressive Scan CMOS • 2944 × 1656 resolution • 2.8 to 12 mm focal length • H.265, H.265+, H.264+, H.264 •120dB Wide Dynamic Range • BLC/3D DNR/ROI • IP67, IK10 • 4 behavior analyses and face detection | 7944 | 2025-07-17 | 11916 | 10327.2 | 10327.2 | 9532.8 | 9135.6 | 8738.4
CCTV | IP Camera | DS-2CD2646G2-IZS © | 4 MP AcuSense Motorized Varifocal Bullet Network Camera | • High quality imaging with 4 MP resolution • Excellent low-light performance with powered-byDarkFighter technology • Motorized varifocal lens for easy installation and monitoring • Clear imaging against strong backlight due to 120 dB true WDR technology • Efficient H.265+ compression technology • Audio and alarm interface available • Focus on human and vehicle targets classification based on deep learning • Water and dust resistant (IP66) and vandalresistant (IK10 | 8765 | 2025-07-17 | 13147.5 | 11394.5 | 11394.5 | 10518 | 10079.75 | 9641.5
CCTV | IP Camera | DS-2CD2655FWD-IZS | 5 MP WDR Vari-focal Network Bullet Camera 2.8-12mm | 1/2.9" Progressive Scan CMOS • 2944 × 1656 resolution • 2.8 to 12 mm focal length • H.265, H.265+, H.264+, H.264 •120dB Wide Dynamic Range • BLC/3D DNR/ROI • IP67, IK10 • 4 behavior analyses and face detection | 9425 | 2025-07-17 | 14137.5 | 12252.5 | 12252.5 | 11310 | 10838.75 | 10367.5
CCTV | IP Camera | DS-2CD2663G0-IZS | 6MP EXIR VF Bullet Network Camera 2.8-12mm | • 1/2.9" Progressive Scan CMOS • 3072 ×2048@20fps • 2.8 to 12 mm varifocal lens • Color: 0.01 Lux @ (F1.2, AGC ON), 0.018 Lux @ (F1.6, AGC ON), 0 Lux with IR • H.265+, H.265, H.264+, H.264 • 120dB WDR • 2 Behavior analyses, and face detection • BLC/3D DNR/ROI/HLC • IP66, IK10 • Built-in micro SD/SDHC/SDXC card slot, up to 128 GB | 8635 | 2025-07-17 | 12952.5 | 11225.5 | 11225.5 | 10362 | 9930.25 | 9498.5
CCTV | IP Camera | DS-2CD2663G2-IZS | 6 MP AcuSense Motorized Varifocal Bullet Network Camera 2.8-12mm | • High quality imaging with 6 MP resolution • Motorized varifocal lens for easy installation and monitoring • Efficient H.265+ compression technology • Clear imaging against strong backlight due to 120 dB true WDR technology • Focus on human and vehicle targets classification based on deep learning • Audio and alarm interface available • Water and dust resistant (IP67) and vandal- resistant (IK10) | 8635 | 2025-07-17 | 12952.5 | 11225.5 | 11225.5 | 10362 | 9930.25 | 9498.5
CCTV | IP Camera | DS-2CD2683G0-IZS | 4K (8MP) EXIR VF Bullet Network Camera 2.8-12mm | • 8 Megapixel High Resolution • 1/3" Progressive Scan CMOS • H.265+/H.265/H.264+/H.264/MJPEG • 3D DNR; ICR; EXIR, up to 30m • DC12V&PoE • Built-in micro SD/SDHC/SDXC slot • All-metal, built-in junction box; IP67, IK10 • HIK-Connect cloud service | 9671 | 2025-07-17 | 14506.5 | 12572.3 | 12572.3 | 11605.2 | 11121.65 | 10638.1
CCTV | IP Camera | DS-2CD2683G2-IZS | 8 MP AcuSense Motorized Varifocal Bullet Network Camera 2.8-12mm | High quality imaging with 6 MP resolution • Motorized varifocal lens for easy installation and monitoring • Efficient H.265+ compression technology • Clear imaging against strong backlight due to 120 dB true WDR technology • Focus on human and vehicle targets classification based on deep learning • Audio and alarm interface available • Water and dust resistant (IP67) and vandal- resistant (IK10) | 9671 | 2025-07-17 | 14506.5 | 12572.3 | 12572.3 | 11605.2 | 11121.65 | 10638.1
CCTV | IP Camera | DS-2CD2686G2-IZS | 4K AcuSense Varifocal Bullet Network Camera | • High quality imaging with 8 MP resolution • Motorized varifocal lens for easy installation and monitoring • Excellent low-light performance via powered-by- DarkFighter technology • Efficient H.265+ compression technology • Clear imaging against strong back light due to 120 dB true WDR technology • Focus on human and vehicle targets classification based on deep learning • Audio and alarm interface available • Water and dust | 11064 | 2025-07-17 | 16596 | 14383.2 | 14383.2 | 13276.8 | 12723.6 | 12170.4
CCTV | Vari-focus DOME | DS-2CD2710F-IS | 1.3MP VF IR Dome Camera 2.8-12mm | • 1.3MP high resolution • HD real-time video • IR LEDs: up to 30m • DWDR & 3D DNR & BLC • Onboard storage (up to 128GB) • IP67 • Vandal-proof -S: Audio/Alarm IO conectors | 4188 | 2025-07-17 | 6282 | 5444.4 | 5444.4 | 5025.6 | 4816.2 | 4606.8
CCTV | IP Camera | DS-2CD1723G0-IZ | 2MP VF IR Dome Camera 2.8-12mm | • 2 megapixel high resolution • 1/2.8" Progressive CMOS, ICR • 1920x1080:25fps(P)/30fps(N) • H.265+/H.265/H.264+&H.264, 3D DNR, BLC • IR range: up to 30m, DC12V & PoE, TF card slot • Support mobile monitoring via Hik-Connect • Power supply not included - Z: motorized vari-focal lens | 4743 | 2025-07-17 | 7114.5 | 6165.9 | 6165.9 | 5691.6 | 5454.45 | 5217.3
CCTV | IP Camera | DS-2CD2721G0-I | 2MP VF IR Dome Camera 2.8-12mm | • Progressive Scan CMOS Sensor • Resolution: 1920x1080 @ 30fps • 2.8-12mm focal length lens • Light sensitivity 0.01Lux @ (F1.2, AGC ON) • IR remote EXIR 30m • IRC, BLC, AGC, DWDR, 3D DNR • 12 VDC ± 10%, PoE (802.3af) • Φ 153.3 × 111.6 mm (Φ 6 '' x 4.4 ''), 1300g • IP67 • H.265+, H.265, H.264+, H.264 | 4388 | 2025-07-17 | 6582 | 5704.4 | 5704.4 | 5265.6 | 5046.2 | 4826.8
CCTV | IP Camera | DS-2CD1743G0-IZ | 4.0 MP VF Network Bullet Camera 2.8-12mm | • 4 megapixel high resolution • 1/2.8" Progressive CMOS, ICR • 2560x1440:20fps(P)/(N), 2304x1296:25fps(P)/30fps(N) • H.265+/H.265/H.264+&H.264, 3D DNR, BLC • IR range: up to 30m, DC12V & PoE, TF card slot • Support mobile monitoring via Hik-Connect • Power supply not included - Z: motorized vari-focal lens | 5217 | 2025-07-17 | 7825.5 | 6782.1 | 6782.1 | 6260.4 | 5999.55 | 5738.7
CCTV | IP Camera | DS-2CD2742FWD-I | 4MP WDR Vari-focal Dome Network Camera 2.8-12mm | • 1/3” Progressive Scan CMOS • 1/3” Progressive Scan CMOS • Up to 4 megapixel resolution • 120dB WDR • 3D DNR • Up to 30 meters IR range • Built-in Micro SD/SDHC/SDXC card slot, up to 128 GB • Mobile Monitoring via cloud P2P or iVMS-4500 • 12V DC±25% & PoE(802.3af Class3) • Support H.264+ • IP67 • IK10 | 7150 | 2025-07-17 | 10725 | 9295 | 9295 | 8580 | 8222.5 | 7865
CCTV | IP Camera | DS-2CD2743G0-IZS | 4 MP IR Vari-focal Dome Network Camera 2.8-12mm | • 1/3" Progressive Scan CMOS • 2688 ×1520@30fps • 2.8 to 12 mm varifocal lens • Color: 0.01 Lux @ (F1.2, AGC ON), 0.018 Lux @ (F1.6, AGC ON), 0 Lux with IR • H.265+, H.265, H.264+, H.264 • Three streams • 120dB WDR • 2 Behavior analyses, and face detection • BLC/3D DNR/ROI/HLC • IP67, IK10 • Built-in micro SD/SDHC/SDXC card slot, up to 128 GB • 3-Axis adjustment | 7944 | 2025-07-17 | 11916 | 10327.2 | 10327.2 | 9532.8 | 9135.6 | 8738.4
CCTV | IP Camera | DS-2CD2743G2-IZS | 4 MP Vandal Motorized Varifocal Dome Network Camera 2.8-12mm | • High quality imaging with 4 MP resolution • Motorized varifocal lens for easy installation and monitoring • Clear imaging against strong backlight due to 120 dB WDR technology • Efficient H.265+ compression technology • Water and dust resistant (IP67) and vandal proof (IK10) | 7944 | 2025-07-17 | 11916 | 10327.2 | 10327.2 | 9532.8 | 9135.6 | 8738.4
CCTV | IP Camera | DS-2CD2783G0-IZS | 4K (8MP) EXIR VF Bullet Network Camera 2.8-12mm | • 8 Megapixel High Resolution • 1/3" Progressive Scan CMOS • H.265+/H.265/H.264+/H.264/MJPEG • 3D DNR; ICR; EXIR, up to 30m • DC12V&PoE • Built-in micro SD/SDHC/SDXC slot • All-metal, built-in junction box; IP67, IK10 • HIK-Connect cloud service | 9671 | 2025-07-17 | 14506.5 | 12572.3 | 12572.3 | 11605.2 | 11121.65 | 10638.1
CCTV | IEasy IP 4.0 (AcuSense) | DS-2CD2786G2-IZS (C) | 4K AcuSense Varifocal Dome Network Camera | • ŸHigh quality imaging with 8 MP resolution • ŸMotorized varifocal lens for easy installation and monitoring • ŸExcellent low-light performance via powered-byDarkFighter technology • ŸEfficient H.265+ compression technology • ŸClear imaging against strong back light due to 120 dB true WDR technology • ŸFocus on human and vehicle targets classification based on deep learning • ŸAudio and alarm interface available • ŸWater and dust resistant (IP66) and vandal proof (IK10) | 11064 | 2025-07-17 | 16596 | 14383.2 | 14383.2 | 13276.8 | 12723.6 | 12170.4
CCTV | Easy IP 4.0 (AcuSense) | DS-2CD2126G1-I | 2 MP IR Fixed Dome Network Camera 2.8mm | • Max. 1920 × 1080 @ 30fps • 2.8 mm fixed lens • H.265, H.264, 120dB WDR • False alarm filter by target classification • Powered by Darkfighter • 12 VDC & PoE (802.3af, class 3) • IR range: Up to 30 m • Support on-board storage, up to 128 GB • IP67 (If the camera is installed outdoor, the bracket DS-1253ZJ-* should be used together with other pendant mounting bracket or wall mounting bracket to reduce IR reflective in the rainy day),IK10 • BLC/3D DNR/ROI • Color: 0.005 Lux @ (F1.2, AGC ON), 0.009 Lux @ (F1.6, AGC ON) | 4518 | 2025-07-17 | 6777 | 5873.4 | 5873.4 | 5421.6 | 5195.7 | 4969.8
CCTV | IP Camera | DS-2CD2326G1-I | 2 MP IR Fixed Turret Network Camera 2.8mm | • Max. 1920 × 1080 @ 25fps • 2.8 mm fixed lens • H.265, H.264 • 120dB WDR • False alarm filter by target classification • 12 VDC & PoE (802.3af, class 3) • IR range: Up to 50 m • Support on-board storage, up to 128 GB • IP67 • BLC/3D DNR/ROI • Color: 0.007 Lux @ (F1.2, AGC ON), 0.012 Lux @ (F1.6, AGC ON) | 4355 | 2025-07-17 | 6532.5 | 5661.5 | 5661.5 | 5226 | 5008.25 | 4790.5
CCTV | IP Camera | DS-2CD2326G2-I | 2 MP IR Fixed Turret Network Camera 2.8mm | • ŸMax. 1920 × 1080 @ 25fps • 2.8 mm fixed lens • H.265, H.264 • 120dB WDR • False alarm filter by target classification • 12 VDC & PoE (802.3af, class 3) • IR range: Up to 50 m • Support on-board storage, up to 128 GB • IP67 • BLC/3D DNR/ROI • Color: 0.007 Lux @ (F1.2, AGC ON), 0.012 Lux @ (F1.6, AGC ON) | 4095 | 2025-07-17 | 6142.5 | 5323.5 | 5323.5 | 4914 | 4709.25 | 4504.5
CCTV | IP Camera | DS-2CD2346G1-I | 4 MP IR Fixed Turret Network Camera 2.8mm | • Max. 2688 × 1520 @ 25fps • 2.8 mm fixed lens • H.265, H.264 • 120dB WDR • False alarm filter by target classification • 12 VDC & PoE (802.3af, class 3) • IR range: Up to 50 m • Support on-board storage, up to 128 GB • IP67 • BLC/3D DNR/ROI • Color: 0.007 Lux @ (F1.2, AGC ON), 0.012 Lux @ (F1.6, AGC ON) | 4680 | 2025-07-17 | 7020 | 6084 | 6084 | 5616 | 5382 | 5148
CCTV | IP Camera | DS-2CD2346G2-I | 4 MP IR Fixed Turret Network Camera 2.8mm | • Max. 2688 × 1520 @ 25fps • 2.8 mm fixed lens • H.265, H.264 • 120dB WDR • False alarm filter by target classification • 12 VDC & PoE (802.3af, class 3) • IR range: Up to 50 m • Support on-board storage, up to 128 GB • IP67 • BLC/3D DNR/ROI • Color: 0.007 Lux @ (F1.2, AGC ON), 0.012 Lux @ (F1.6, AGC ON) | 4382 | 2025-07-17 | 6573 | 5696.6 | 5696.6 | 5258.4 | 5039.3 | 4820.2
CCTV | IP Camera | DS-2CD2T46G1-2I | 4 MP IR Fixed Bullet Network Camera 2.8mm/4.0mm | • Max. 2688 × 1520 @ 25fps • 2.8 mm/4 mm fixed lens • H.265, H.264 • 120dB WDR • False alarm filter by target classification • Powered by Darkfighter • 12 VDC & PoE (802.3at, class 4) • IR range: Up to 50 m, 80 m, optional • Support on-board storage, up to 128 GB • iP67 • BLC/3D DNR/ROI • Color: 0.007 Lux @ (F1.2, AGC ON) | 5590 | 2025-07-17
CCTV | IP Camera | DS-2CD2546G2-IS | 4 MP Acusense Built-in Mic Fixed Mini Dome Network Camera 1.16mm | • High quality imaging with 4 MP resolution • Excellent low-light performance with powered-by- DarkFighter technology • Focusing on human and vehicle classification based on deep learning • Clear imaging against strong back light due to 120 dB WDR technology • Efficient H.265+ compression technology • Water and dust resistant IP67 and vandal proof IK08 | 5522 | 2025-07-17 | 8283 | 7178.6 | 7178.6 | 6626.4 | 6350.3 | 6074.2
CCTV | IP Camera | DS-2CD2086G2-I © | 4K AcuSense Fixed Mini Bullet Network Camera | • High quality imaging with 8 MP resolution • Excellent low-light performance via powered-byDarkFighter technology • Efficient H.265+ compression technology • Clear imaging against strong back light due to 120 dB true WDR technology • Focus on human and vehicle targets classification based on deep learning • Built-in microphone for real-time audio security(-U) • Water and dust resistant (IP67) | 6107 | 2025-07-17 | 9160.5 | 7939.1 | 7939.1 | 7328.4 | 7023.05 | 6717.7
CCTV | IP Camera | DS-2CD2183G2-I | 8 MP AcuSense Fixed Dome Network Camera | • High quality imaging with 8 MP resolution • Clear imaging against strong backlight due to 120 dB true WDR technology • Efficient H.265+ compression technology • Focus on human and vehicle targets classification based on deep learning • Water and dust resistant (IP67) and vandal- resistant (IK10) | 4767 | 2025-07-17 | 7150.5 | 6197.1 | 6197.1 | 5720.4 | 5482.05 | 5243.7
CCTV | IP Camera | DS-2CD2086G2-I © | 4K AcuSense Fixed Mini Bullet Network Camera | • High quality imaging with 8 MP resolution • Excellent low-light performance via powered-by- DarkFighter technology • Efficient H.265+ compression technology • Clear imaging against strong back light due to 120 dB true WDR technology • Focus on human and vehicle targets classification based on deep learning • Built-in microphone for real-time audio security(-U) • Water and dust resistant (IP67) | 6107 | 2025-07-17 | 9160.5 | 7939.1 | 7939.1 | 7328.4 | 7023.05 | 6717.7
CCTV | IP Camera | DS-2CD2186G2-I © | 4K Acusense Fixed Dome Network Camera | High quality imaging with 8 MP resolution Excellent low-light performance via powered-byDarkFighter technology Efficient H.265+ compression technology Clear imaging against strong back light due to 120 dB true WDR technology Focus on human and vehicle targets classification based on deep learning Built-in microphone for real-time audio security (- SU) Audio and alarm interface available(-SU) Water and dust resistant (IP67) and vandal resistant (IK10) | 6093 | 2025-07-17 | 9139.5 | 7920.9 | 7920.9 | 7311.6 | 7006.95 | 6702.3
CCTV | ColorVu | DS-2CD1027G0-L | 2 MP ColorVu Lite Fixed Bullet Network Camera 2.8mm | •High quality imaging with 2 MP resolution • Excellent low-light performance • Efficient H.265+ compression technology • Water and dust resistant (IP67) • 24/7 colorful imaging | 1900 | 2025-07-17 | 2850 | 2470 | 2470 | 2280 | 2185 | 2090
CCTV | ColorVu | DS-2CD1027G0-LUF | 2 MP ColorVu Lite Fixed Bullet Network Camera w/ Audio 2.8mm | • High quality imaging with 2 MP resolution • Excellent low-light performance • Efficient H.265+ compression technology • Water and dust resistant (IP67) • 24/7 colorful imaging • Built-in Mic | 2400 | 2025-07-17 | 3600 | 3120 | 3120 | 2880 | 2760 | 2640
CCTV | ColorVu | DS-2CD1327G0-L | 2 MP ColorVu Lite Fixed Turret Network Camera 2.8mm | • High quality imaging with 2 MP resolution • Excellent low-light performance • Efficient H.265+ compression technology • Water and dust resistant (IP67) • 4/7 colorful imaging | 1900 | 2025-07-17 | 2850 | 2470 | 2470 | 2280 | 2185 | 2090
CCTV | IP Camera | DS-2CD1327G0-LU | 2 MP ColorVu Lite Fixed Turret Network Camera w/ Audio 2.8mm | • High quality imaging with 2 MP resolution • Excellent low-light performance • Efficient H.265+ compression technology • Water and dust resistant (IP67) • 24/7 colorful imaging | 2491 | 2025-07-17 | 3736.5 | 3238.3 | 3238.3 | 2989.2 | 2864.65 | 2740.1
CCTV | IP Camera | DS-2CD1327G0-LUF | 2 MP ColorVu Lite Fixed Turret Network Camera w/ Audio 2.8mm | • High quality imaging with 2 MP resolution • Excellent low-light performance • Efficient H.265+ compression technology • Water and dust resistant (IP67) • 24/7 colorful imaging • Built-in MIC, Built-in memory card slot, support microSD card up to 256 GB | 2400 | 2025-07-17 | 3600 | 3120 | 3120 | 2880 | 2760 | 2640
CCTV | IP Camera | DS-2CD1047G0-L | 4 MP ColorVu Lite Fixed Bullet Network Camera 2.8mm | • High quality imaging with 4 MP resolution • Excellent low-light performance • Efficient H.265+ compression technology • Water and dust resistant (IP67) • 24/7 colorful imaging | 2700 | 2025-07-17 | 4050 | 3510 | 3510 | 3240 | 3105 | 2970
CCTV | IP Camera | DS-2CD1047G0-LUF | 4 MP ColorVu Lite Fixed Bullet Network Camera 2.8mm | • High quality imaging with 4 MP resolution • Excellent low-light performance • Efficient H.265+ compression technology • Water and dust resistant (IP67) • 24/7 colorful imaging • Built-in Mic | 2823 | 2025-07-17 | 4234.5 | 3669.9 | 3669.9 | 3387.6 | 3246.45 | 3105.3
CCTV | IP Camera | DS-2CD1147G0-UF | 4 MP ColorVu Lite Fixed Dome Network Camera 2.8mm | • High quality imaging with 4 MP resolution • Excellent low-light performance • Efficient H.265+ compression technology • Water and dust resistant (IP67) • 24/7 colorful imaging • Built-in Mic | 2823 | 2025-07-17 | 4234.5 | 3669.9 | 3669.9 | 3387.6 | 3246.45 | 3105.3
CCTV | IP Camera | DS-2CD1347G0-L | 4 MP ColorVu Lite Fixed Turret Network Camera 2.8mm | 4 MP ColorVu Lite Fixed Turret Network Camera • ŸHigh quality imaging with 4 MP resolution • Ÿ Excellent low-light performance • Ÿ Efficient H.265+ compression technology • Ÿ Water and dust resistant (IP67) • Ÿ 24/7 colorful imaging | 2700 | 2025-07-17 | 4050 | 3510 | 3510 | 3240 | 3105 | 2970
CCTV | Easy IP 4.0 (ColorVu) | DS-2CD1347G0-LUF | 4 MP ColorVu Lite Fixed Turret Network Camera 2.8mm | • High quality imaging with 4 MP resolution • Excellent low-light performance • Efficient H.265+ compression technology • Water and dust resistant (IP67) • 24/7 colorful imaging • Built-in Mic | 2823 | 2025-07-17 | 4234.5 | 3669.9 | 3669.9 | 3387.6 | 3246.45 | 3105.3
CCTV | IP Camera | DS-2CD2327G3E-L | 2 MP ColorVu Fixed Turret Network Camera 2.8MM | • Max. 1920 × 1080 @25fps • 2.8mm fixed lens • H.265+, H.264+ • 120dB WDR • 0.0035 @ F1.0 (1/30 s, AGC ON), 0.005 @ F1.2 (1/30 s, AGC ON), 0 Lux with LED on • 12 VDC & PoE (802.3af, class 3) • Built-in micro SD/SDHC/SDXC slot, up to 128G • IP67 • BLC/3D DNR/HLC/ROI • 24-hour colorful video | 4225 | 2025-07-17 | 6337.5 | 5492.5 | 5492.5 | 5070 | 4858.75 | 4647.5
CCTV | IP Camera | DS-2CD2327G2-L | 2MP ColorVu Fixed Turret Network Camera 2.8mm | • High quality imaging with 2 MP resolution • Efficient H.265+ compression technology • Clear imaging against strong back light due to 120 dB WDR technology • Focusing on human and vehicle classification based on deep learning • 24/7 colorful imaging | 4526 | 2025-07-17 | 6789 | 5883.8 | 5883.8 | 5431.2 | 5204.9 | 4978.6
CCTV | IP Camera | DS-2CD2347G2-L | 4 MP ColorVu Fixed Turret Network Camera 2.8mm | • High quality imaging with 4 MP resolution • Efficient H.265+ compression technology • Clear imaging against strong back light due to 130 dB WDR technology • Focusing on human and vehicle classification based on deep learning • 24/7 colorful imaging | 5363 | 2025-07-17 | 8044.5 | 6971.9 | 6971.9 | 6435.6 | 6167.45 | 5899.3
CCTV | IP Camera | DS-2CD2347G2-LU | 4 MP ColorVu Fixed Turret Network Camera 2.8mm | • High quality imaging with 4 MP resolution • Efficient H.265+ compression technology • Clear imaging against strong back light due to 130 dB WDR technology • Focusing on human and vehicle classification based on deep learning • 24/7 colorful imaging • U:Built-in microphone | 5510 | 2025-07-17 | 8265 | 7163 | 7163 | 6612 | 6336.5 | 6061
CCTV | IP Camera | DS-2CD2027G1-L | 2 MP ColorVu Fixed Bullet Network Camera 2.8mm | ● 1/2.8" Progressive Scan CMOS ● 1920 × 1080 @ 30fps ● F1.0 aperture, 2.8 mm fixed lens ● 120dB WDR ● H.265+, H.265, H.264+, H.264 ● IP67 ● Built-in micro SD/SDHC/SDXC slot, up to 256 GB ● 24/7 full time color | 4115 | 2025-07-17 | 6172.5 | 5349.5 | 5349.5 | 4938 | 4732.25 | 4526.5
CCTV | IP Camera | DS-2CD2027G2-L | 2 MP ColorVu Fixed Mini Bullet Network Camera 2.8mm | ● High quality imaging with 2 MP resolution ● Efficient H.265+ compression technology ● Clear imaging against strong back light due to 120 dB WDR technology ● 24/7 colorful imaging ● Focus on human and vehicle classification based on deep learning ● Water and dust resistant (IP67) | 4526 | 2025-07-17 | 6789 | 5883.8 | 5883.8 | 5431.2 | 5204.9 | 4978.6
CCTV | IP Camera | DS-2CD2T27G3E-L | 2 MP ColorVu Fixed Bullet Network Camera 4.0mm | • Max. 1920 × 1080 @25fps • 4 mm fixed lens • H.265+, H.264+ • 120dB WDR • 0.0035 @ F1.0 (1/30 s, AGC ON), 0.005 @ F1.2 (1/30 s, AGC ON), 0 Lux with LED on • 12 VDC & PoE (802.3af, class 3) • Built-in micro SD/SDHC/SDXC slot, up to 128G • ŸP67 • BLC/3D DNR/HLC/ROI • 24-hour colorful video | 5005 | 2025-07-17 | 7507.5 | 6506.5 | 6506.5 | 6006 | 5755.75 | 5505.5
CCTV | IP Camera | DS-2CD2047G1-L | 4 MP ColorVu Fixed Bullet Network Camera 2.8mm | ● 1/2.8" Progressive Scan CMOS ● 2560 x 1440 @ 30fps ● F1.0 aperture, 2.8 mm fixed lens ● 120dB WDR ● H.265+, H.265, H.264+, H.264 ● IP67 ● Built-in micro SD/SDHC/SDXC slot, up to 256 GB ● 24/7 full time color | 4813 | 2025-07-17 | 7219.5 | 6256.9 | 6256.9 | 5775.6 | 5534.95 | 5294.3
CCTV | IP Camera | DS-2CD2047G2-L | 4 MP ColorVu Fixed Bullet Network Camera 2.8mm | ● High quality imaging with 4 MP resolution ● Efficient H.265+ compression technology ● Clear imaging against strong backlight due to 130 dB WDR technology ● Focusing on human and vehicle targets classification based on deep learning ● 24/7 colorful imaging ● Water and dust resistant (IP67) | 5363 | 2025-07-17 | 8044.5 | 6971.9 | 6971.9 | 6435.6 | 6167.45 | 5899.3
CCTV | IP Camera | DS-2CD2047G2-LU | 4 MP ColorVu Fixed Bullet Network Camera 2.8mm | ● High quality imaging with 4 MP resolution ● Efficient H.265+ compression technology ● Clear imaging against strong backlight due to 130 dB WDR technology ● Focusing on human and vehicle targets classification based on deep learning ● 24/7 colorful imaging ● Water and dust resistant (IP67) -U:Built-in micphone | 5510 | 2025-07-17 | 8265 | 7163 | 7163 | 6612 | 6336.5 | 6061
CCTV | IP Camera | DS-2CD2T47G2-L | 4MP ColorVu Fixed Bullet Network Camera 4.0mm | • High quality imaging with 4 MP resolution • Efficient H.265+ compression technology • Clear imaging against strong back light due to 130 dB WDR technology • Focusing on human and vehicle classification based on deep learning • 24/7 colorful imaging | 6327 | 2025-07-17 | 9490.5 | 8225.1 | 8225.1 | 7592.4 | 7276.05 | 6959.7
CCTV | IP Camera | DS-2CD2T47G3E-L | 4 MP ColorVu Fixed Bullet Network Camera 4.0mm | • Max. 2560 × 1440 @25fps • 4 mm fixed lens • H.265+, H.264+ • 120dB WDR • 0.0035 @ F1.0 (1/30 s, AGC ON), 0.005 @ F1.2 (1/30 s, AGC ON), 0 Lux with LED on • 12 VDC & PoE (802.3af, class 3) • Built-in micro SD/SDHC/SDXC slot, up to 128G • IP67 • BLC/3D DNR/HLC/ROI • 24-hour colorful video | 5720 | 2025-07-17 | 8580 | 7436 | 7436 | 6864 | 6578 | 6292
CCTV | IP Camera | DS-2CD2087G2-L | 4 K ColorVu Fixed Bullet Network Camera | • High quality imaging with 8 MP resolution • Efficient H.265+ compression technology • Clear imaging against strong back light due to 130 dB WDR technology • Focus on human and vehicle classification based on deep learning • 24/7 colorful imaging • Built-in microphone for real-time audio security (-U) | 8167 | 2025-07-17 | 12250.5 | 10617.1 | 10617.1 | 9800.4 | 9392.05 | 8983.7
CCTV | IP Camera | DS-2CD2087G2-LU | 4 K ColorVu Fixed Bullet Network Camera | 4 K ColorVu Fixed Bullet Network Camera • High quality imaging with 8 MP resolution • Efficient H.265+ compression technology • Clear imaging against strong back light due to 130 dB WDR technology • Focus on human and vehicle classification based on deep learning • 24/7 colorful imaging • Built-in microphone for real-time audio security (-U) | 8315 | 2025-07-17 | 12472.5 | 10809.5 | 10809.5 | 9978 | 9562.25 | 9146.5
CCTV | IP Camera | DS-2CD2T87G2-L | 4 K ColorVu Fixed Bullet Network Camera 4.0mm | • High quality imaging with 8 MP resolution • Efficient H.265+ compression technology • Clear imaging against strong back light due to 130 dB WDR technology • Focus on human and vehicle classification based on deep learning • 24/7 colorful imaging | 9692 | 2025-07-17 | 14538 | 12599.6 | 12599.6 | 11630.4 | 11145.8 | 10661.2
CCTV | IP Camera | DS-2CD2T86G2-ISU/SL | 4K AcuSense Strobe Light and Audible Warning Fixed Bullet Network Camera | • High quality imaging with 8 MP resolution • Excellent low-light performance with powered-by- DarkFighter technology • Clear imaging against strong back light due to 120 dB true WDR technology • Efficient H.265+ compression technology • Focus on human and vehicle targets classification based on deep learning • Active strobe light and audio alarm to warn intruders off • Provides real-time security via built-in two-way audio • Water and dust resistant (IP67) | 7831 | 2025-07-17 | 11746.5 | 10180.3 | 10180.3 | 9397.2 | 9005.65 | 8614.1
CCTV | Wireless Wifi Camera | DS-2CD2121G1-IDW1(D) | 2 MP IR Fixed Network Dome Camera 2.8mm | • 1/2.8" Progressive Scan CMOS • 1920 × 1080 @30fps • 2.8 mm fixed lens • Wi-Fi Connection • H.265+, H.265, H.264+, H.264 • 3D Digital Noise Reduction • Audio I/O: 1 built-in mic, mono sound • IP66 | 2125 | 2025-07-17 | 3187.5 | 2762.5 | 2762.5 | 2550 | 2443.75 | 2337.5
CCTV | Wireless Wifi Camera | DS-2CV2121G2-IDW | 2 MP Outdoor Audio Fixed Dome Network Camera 2.8mm | • High quality imaging with 2 MP resolution • Realizing Wi-Fi connection and easy installation • Provides real-time security via built-in two-way audio • Efficient H.265 compression technology • EXIR 2.0, advanced infrared technology with long IR distance • Water and dust resistant (IP66) • Support micro SD/SDHC/SDXC card, up to 256 GB | 2891 | 2025-07-17 | 4336.5 | 3758.3 | 3758.3 | 3469.2 | 3324.65 | 3180.1
CCTV | Wireless Wifi Camera | DS-2CD2021G1-IDW1 | 2 MP IR Fixed Network Bullet Camera 2.8mm | • 1/2.8" Progressive Scan CMOS • 1920 × 1080 @30fps • 2.8 mm fixed lens • Wi-Fi Connection • H.265+, H.265, H.264+, H.264 • 3D Digital Noise Reduction • Audio I/O: 1 built-in mic, mono sound • IP66 | 1920 | 2025-07-17 | 2880 | 2496 | 2496 | 2304 | 2208 | 2112
CCTV | Wireless Wifi Camera | DS-2CV2021G2-IDW(D) | 2 MP Outdoor Audio Fixed Bullet Network Camera 2.8mm | 1/2.7" Progressive Scan 2MP CMOS • Built-in dual antenna 2.4G Wi-Fi, up to 120m range in open area • Built-in microphone and speaker, support two-way audio • H.265+, H.265, H.264+, H.264 • EXIR, 30m IR range • IP66 Dust and water proof • Built-in micro SD/SDHC/SDXC card slot, up to | 2457 | 2025-07-17 | 3685.5 | 3194.1 | 3194.1 | 2948.4 | 2825.55 | 2702.7
CCTV | Wireless Wifi Camera | DS-2CD2041G1-IDW1 | 4 MP IR Fixed Network Bullet Camera 2.8mm | • 1/3" Progressive Scan CMOS • 2560 × 1440 @20fps • 2.8/4 mm fixed lens • Wi-Fi Connection • H.265+, H.265, H.264+, H.264 • Color: 0.01 Lux @(F1.2; AGC ON), 0.028 Lux @(F2.0; AGC ON) • 3D Digital Noise Reduction • Audio I/O: 1 built-in mic, mono sound • IP66 | 2220 | 2025-07-17 | 3330 | 2886 | 2886 | 2664 | 2553 | 2442
CCTV | SOLAR CAMERA | DS-2CV2041G2-IDW(D) | 4 MP Outdoor Audio Fixed Bullet Network Camera 2.8mm | • 1/2.7" Progressive Scan 4MP CMOS • Built-in dual antenna 2.4G Wi-Fi, up to 120m range in open area • Built-in microphone and speaker, support two-way audio • H.265, H.264 • EXIR, 30m IR range • IP66 Dust and water proof • Built-in micro SD/SDHC/SDXC card slot, up to 256 GB | 2798 | 2025-07-17 | 4197 | 3637.4 | 3637.4 | 3357.6 | 3217.7 | 3077.8
CCTV | SOLAR CAMERA | DS-2CD2141G1-IDW1(D) | 4 MP IR Fixed Network Dome Camera 2.8mm | • 1/2.8" Progressive Scan CMOS • 2304x1296 @25fps • 2.8 mm fixed lens • Wi-Fi Connection • H.265+, H.265, H.264+, H.264 • 3D Digital Noise Reduction • Audio I/O: 1 built-in mic, mono sound • IP66 | 2437 | 2025-07-17 | 3655.5 | 3168.1 | 3168.1 | 2924.4 | 2802.55 | 2680.7
CCTV | SOLAR CAMERA | DS-2CD2051G1-IDW1(D) | 5 MP Outdoor Fixed Bullet Network Camera with Build-in Mic 2.8mm | • High quality imaging with 5 MP resolution • Efficient H.265+ compression technology • Clear imaging even with strong back lighting due to DWDR technology • Up to 128 GB SD card slot for storage • Built-in microphone for real-time audio security • Wi-Fi connection with Hik-Connect directly is not possible • Water and dust resistant (IP66) | 2400 | 2025-07-17 | 3600 | 3120 | 3120 | 2880 | 2760 | 2640
CCTV | 29 series IR Panoramic Camera | DS-2XS2T41G0-ID/4G/C04S05 | 4MP Solar-powered Security Camera Setup 4mm | • Detects human body through passive infrared which is sensitive to body temperature (PIR) • Standalone with built-in solar panel and battery • High quality imaging with 4 MP resolution • Efficient H.265+ compression technology • Provide real-time security via built-in two-way audio • Water and dust resistant (IP66) • Support remote control with Hik-Connect APP | 11103 | 2025-07-17 | 16654.5 | 14433.9 | 14433.9 | 13323.6 | 12768.45 | 12213.3
CCTV | SOLAR CAMERA | DS-2XS2T47G0-LDH/4G/C10S40 | 4MP ColorVu Solar-powered Security Camera Setup | • High quality imaging with 4 MP resolution • Standalone with solar panel and built-in battery • 24/7 colorful imaging • Efficient H.265+ compression technology • Provide real-time security via built-in two-way audio • Water and dust resistant (IP67) • Stability against category 12 typhoon • Support 4G (LTE-TDD/LTE-FDD/TD- SCDMA/EVDO) communication | 28080 | 2025-07-17 | 42120 | 36504 | 36504 | 33696 | 32292 | 30888
CCTV | 29 series IR Panoramic Camera | DS-2XS2T47G0- LDH/4G/C18S40 | 4MP ColorVu Solar-powered Security Camera Setup 4mm | • High quality imaging with 4 MP resolution • Standalone with solar panel and built-in battery • 24/7 colorful imaging • Efficient H.265+ compression technology • Provide real-time security via built-in two-way audio • Water and dust resistant (IP67) • Stability against category 12 typhoon • Support 4G (LTE-TDD/LTE-FDD/TD- SCDMA/EVDO) communication | 31943 | 2025-07-17 | 47914.5 | 41525.9 | 41525.9 | 38331.6 | 36734.45 | 35137.3
CCTV | U1 series IR Mini cube | DS-2CD2935FWD-I | 3 MP Network Fisheye Camera | • Up to 3 MP High Resolution • Full 2048 × 1536 @30 fps • H.265+, H.265, H.264+, H.264 • 14 Display Modes Supported • Field of View: Horizontal 180°, Vertical 180° • 120 dB Wide Dynamic Range • 3D Digital Noise Reduction • 12 VDC & PoE (802.3af) • EXIR 2.0 with up to 30 ft (8 m) IR range • MicroSD card slot supports up to 128 GB | 9134 | 2025-07-17 | 13701 | 11874.2 | 11874.2 | 10960.8 | 10504.1 | 10047.4
CCTV | U1 series IR Mini cube | DS-2CD2935FWD-IS | 3 MP Network Fisheye Camera 1.16mm | • Up to 3 MP High Resolution • Full 2048 × 1536 @30 fps • H.265+, H.265, H.264+, H.264 • 14 Display Modes Supported • Field of View: Horizontal 180°, Vertical 180° • 120 dB Wide Dynamic Range • 3D Digital Noise Reduction • 12 VDC & PoE (802.3af) • EXIR 2.0 with up to 30 ft (8 m) IR range • MicroSD card slot supports up to 128 GB • Audio and Alarm Inputs and Outputs | 9384 | 2025-07-17 | 14076 | 12199.2 | 12199.2 | 11260.8 | 10791.6 | 10322.4
CCTV | U1 series IR Mini cube | DS-2CD2955FWD-IS | 5 MP Network Fisheye Camera 1.16mm | • ŸUp to 5 MP High Resolution • Full 2560 × 1920 @30 fps • H.265+, H.265, H.264+, H.264 • 14 Display Modes Supported • Field of View: Horizontal 180°, Vertical 180° • 120 dB Wide Dynamic Range • 3D Digital Noise Reduction • 12 VDC & PoE (802.3af) • EXIR 2.0 with up to 30 ft (8 m) IR range • MicroSD card slot supports up to 128 GB • Audio and Alarm Inputs and Outputs | 10819 | 2025-07-17 | 16228.5 | 14064.7 | 14064.7 | 12982.8 | 12441.85 | 11900.9
CCTV | Q1 series IR Mini PT | DS-2CV2U21FD-IW | 2 MP IR Mini PT Camera 2.8mm | • 1/2.8" Progressive CMOS, ICR, 0lux with IR • 1920x1080: 25fps(P)/30fps(N), H.264/MJPEG • dual-stream, 3D DNR • support on-board storage up to 128GB • HIK-Connect cloud service • Built-in microphone and speaker, support two-way audio • Built-in Wi-Fi • 5VDC power supply. | 1474 | 2025-07-17 | 2211 | 1916.2 | 1916.2 | 1768.8 | 1695.1 | 1621.4
CCTV | WEBCAM | DS-2CV2Q21FD-IW | 2 MP IR Mini PT Camera 2mm/2.8mm | • 1/2.8" Progressive CMOS, ICR, 0lux with IR • 1920x1080: 25fps(P)/30fps(N), H.264/MJPEG • dual-stream, 3D DNR • PT function (Pan: 0° ~ 355°; Tilt: -10° ~ 90°) • support on-board storage up to 128GB • HIK-Connect cloud service • Built-in microphone and speaker, support two-way audio • Built-in Wi-Fi • 5VDC power supply. | 1610 | 2025-07-17 | 2415 | 2093 | 2093 | 1932 | 1851.5 | 1771
CCTV | DE-line Network IR PTZ - 7" | DS-U02 | 2 MP Web Camera 3.6mm | • 2 MP CMOS • High quality imaging with 1920 × 1080 resolution • Min. illumination: 0.1 Lux @ (F1.2, AGC ON) • AGC for self-adaptive brightness • Built-in microphone with clear sound • Type A interface, supporting USB 2.0 protocol. Plug-and-play, no need to install driver software | 754 | 2025-07-17 | 1131 | 980.2 | 980.2 | 904.8 | 867.1 | 829.4
CCTV | IP Camera | DS-2DE7120IW-AE | 1.3MP 20X NetworkIR PTZ Dome Camera 4-7-94.0mm | • 1/3" Progressive Scan CMOS, up to 1280 x 960 • 20X Optical Zoom • DWDR • 3D intelligent positioning function • Support EZVIZ cloud P2P • Up to 150m IR distance • Hi-PoE / 24VAC power supply | 18597 | 2025-07-17 | 27895.5 | 24176.1 | 24176.1 | 22316.4 | 21386.55 | 20456.7
CCTV | IP Camera | DS-2DE7220IW-AE | 2MP 20X Network IR PTZ Camera 4.3-94.0mm | 1/2.8’’ Progressive Scan CMOS, up to 1920x1080 • 25 fps at HD1080p • Up to 150m IR distance • 3D DNR, D WDR • 3D intelligent positioning • 20X Optical Zoom • IP66 rating | 19240 | 2025-07-17 | 28860 | 25012 | 25012 | 23088 | 22126 | 21164
CCTV | IP Camera | DS-2DE7225IW-AE(B) | 2MP 25X Network IR PTZ Camera 4.3-94.0mm | • 1/2.8" progressive scan CMOS • Up to 1920 × 1080@60fps resolution • Min. illumination: Color: 0.005 Lux @(F1.6, AGC ON) B/W: 0.001 Lux @(F1.6, AGC ON) • 0 Lux with IR • 25× optical zoom, 16× digital zoom • WDR, HLC, BLC, 3D DNR, Defog, EIS, Regional • Exposure, Regional Focus • Up to 150 m IR distance • 24 VAC & Hi-PoE • Support H.265+/H.265 video compression | 18066 | 2025-07-17 | 27099 | 23485.8 | 23485.8 | 21679.2 | 20775.9 | 19872.6
CCTV | IP Camera | DS-2DE7232IW-AE(B) | 2MP 30X Network IR PTZ Dome Camera 4.3-129.0mm | • 1/2.8’’ Progressive Scan CMOS, up to 1920x1080 • Up to 150m IR distance • 3D DNR, D WDR • 3D intelligent positioning • Support Cloud P2P • 30X Optical Zoom • Hi-PoE / 24VAC power supply, IP66 rating | 22948 | 2025-07-17 | 34422 | 29832.4 | 29832.4 | 27537.6 | 26390.2 | 25242.8
CCTV | IP Camera | DS-2DE7330IW-AE | 3MP 30X Network IR PTZ Camera 4.3-129.0mm | • 1/2.8’’ Progressive Scan CMOS • 2048 × 1536@30fps • Up to 150m IR distance • 3D DNR, D WDR • 3D intelligent positioning • 30X Optical Zoom • IP66 rating | 28600 | 2025-07-17 | 42900 | 37180 | 37180 | 34320 | 32890 | 31460
CCTV | IP Camera | DS-2DE7425IW-AE(B) | 4MP 25X Network IR PTZ Camera 4.3-129.0mm | • 1/2.5" CMOS • H.265+/H.265/H.264+/H.264 codec • 3D DNR, True WDR • Ultra-low light Powered By DarkFighter • Color: 0.005lux/F1.6, B/W:0.001lux/F1.6 • Optical Zoom:25x,, Digital Zoom:16X, 150m IR • 2560*1440:30fps • Pan Speed: 0.1° -160°/s, Tilt Speed: 0.1° -120°/s • Hi-PoE&24VAC • Smart Tracking Smart Detection | 20158 | 2025-07-17 | 30237 | 26205.4 | 26205.4 | 24189.6 | 23181.7 | 22173.8
CCTV | DE-line Network IR PTZ - 5" | DS-2DE7430IW-AE | 4MP 30X Network IR PTZ Camera 5.9-177mm | 1/1.9" progressive scan CMOS • Up to 2560 × 1440 resolution • Min. illumination: Color: 0.005 Lux @(F1.5, AGC ON) B/W: 0.002 Lux @(F1.5, AGC ON) 0 Lux with IR • 30× Optical Zoom, 16× Digital Zoom • Defog, EIS, 3D DNR, BLC, HLC, Digital WDR • IR distance up to 150 m • 24 VAC & Hi-PoE • Support H.265+/H.265 video compression | 25738 | 2025-07-17 | 38607 | 33459.4 | 33459.4 | 30885.6 | 29598.7 | 28311.8
CCTV | DE-line Network IR PTZ - 5" | DS-2DE7A425IW-AEB (T5) | 7-inch 4 MP 25X Powered by DarkFighter IR Network Speed Dome |  | 22446 | 2025-07-17 | 33669 | 29179.8 | 29179.8 | 26935.2 | 25812.9 | 24690.6
CCTV | DE-line Network IR PTZ - 5" | DS-2DE7A432IW-AEB (T5) | 7-inch 4 MP 32X Powered by DarkFighter IR Network Speed Dome |  | 26668 | 2025-07-17 | 40002 | 34668.4 | 34668.4 | 32001.6 | 30668.2 | 29334.8
CCTV | DE-line Network IR PTZ - 5" | DS-2DE7530IW-AE | 5 MP 30X IR Network Speed Dome 5.9-177mm | 30X optical zoom, 16X digital zoom • 5.9 - 177mm • Up to 150m IR distance • IP66 • H.265+ compression • 3D intelligent positioning • Digital WDR • True day / night • 2 alarms in / 1 alarm out • Audio input • 24V AC / Hi-PoE (40W) (802.3at) | 38294 | 2025-07-17 | 57441 | 49782.2 | 49782.2 | 45952.8 | 44038.1 | 42123.4
CCTV | DE-line Network IR PTZ - 5" | DS-2DE7A825IW-AEB (T5) | 7-inch 8 MP 25X Powered by DarkFighter IR Network Speed Dome |  | 43588 | 2025-07-17 | 65382 | 56664.4 | 56664.4 | 52305.6 | 50126.2 | 47946.8
CCTV | IP Camera | DS-2DE5220I-AE (ORDER BASIS) | 2MP 20X Network IR PTZ Dome Camera 4.7-94.0mm | • 1/2.8" Progressive Scan CMOS • 1920 x 1080 • 20X Optical Zoom • DWDR • 3D intelligent positioning function • Support EZVIZ cloud P2P • Up to 150m IR distance • Hi-PoE / 24VAC power supply • Support BNC output | 20102 | 2025-07-17 | 30153 | 26132.6 | 26132.6 | 24122.4 | 23117.3 | 22112.2
CCTV | IP Camera | DS-2DE5220IW-AE | 2MP 20X Network IR PTZ Camera 4.7-94.0mm | • 1/2.8" Progressive Scan CMOS • 1920 x 1080 • 20X Optical Zoom • DWDR • 3D intelligent positioning function • Support Hik cloud P2P • Up to 150m IR distance • Hi-PoE / 24VAC power supply • Support BNC output | 17940 | 2025-07-17 | 26910 | 23322 | 23322 | 21528 | 20631 | 19734
CCTV | DE-line Network PTZ - 4" | DS-2DE5225IW-AE(E) w/bracket | 2MP 25X Network IR PTZ Camera 4.8-120.0mm | • 1/2.8" progressive scan CMOS • Up to 1920 × 1080@60fps resolution • 0 Lux with IR • 25× optical zoom, 16× digital zoom • WDR, HLC, BLC, 3D DNR, Defog, EIS, Regional Exposure, Regional Focus • Up to 150 m IR distance • 24 VAC & Hi-PoE • Support H.265+/H.265 video compression | 14578 | 2025-07-17 | 21867 | 18951.4 | 18951.4 | 17493.6 | 16764.7 | 16035.8
CCTV | DE-line Network PTZ - 4" | DS-2DE5232IW-AE(E) w/ bracket | 2MP 32X Network IR PTZ Camera 4.8-120.0mm | • 1/2.8" progressive scan CMOS • Up to 1920 × 1080@30fps resolution • Min. illumination: Color: 0.005 Lux @(F1.6, AGC ON) B/W: 0.001 Lux @(F1.6, AGC ON) 0 Lux with IR • 32× optical zoom, 16× digital zoom • WDR, HLC, BLC, 3D DNR, Defog, EIS, Regional Exposure, Regional Focus • Up to 150 m IR distance • 24 VAC & Hi-PoE • Support H.265+/H.265 video compression • IP66 • ONVIF, ISAPI, and CGI | 19461 | 2025-07-17 | 29191.5 | 25299.3 | 25299.3 | 23353.2 | 22380.15 | 21407.1
CCTV | DE-line Network PTZ - 4" | DS-2DE5425IW-AE(E) w/ bracket | 4MP 25X Network IR PTZ Camera 4.8-120.0mm | • 1/2.8" progressive scan CMOS • Up to 1920 × 1080@60fps resolution • 0 Lux with IR • 25× optical zoom, 16× digital zoom • WDR, HLC, BLC, 3D DNR, Defog, EIS, Regional Exposure, Regional Focus • Up to 150 m IR distance • 24 VAC & Hi-PoE • Support H.265+/H.265 video compression | 15973 | 2025-07-17 | 23959.5 | 20764.9 | 20764.9 | 19167.6 | 18368.95 | 17570.3
CCTV | DE-line Network IR PTZ - 5" | DS-2DE7A432IW-AEB (T5) | 7-inch 4 MP 32X Powered by DarkFighter IR Network Speed Dome 5.9-188.8mm | • 1/1.8" progressive scan CMOS • High quality imaging with 4 MP resolution • Excellent low-light performance with powered-by- DarkFighter technology • Audio visual alarm: The white flashing light and audible warning can be triggered by certain events • 32× optical zoom and 16× digital zoom provide close up views over expansive areas • Expansive night view with up to 200 m IR distance • Focuses on human and vehicle targets classification based on deep learning • Face capture: Up to 5 faces captured at the same time | 26688 | 2025-07-17 | 40032 | 34694.4 | 34694.4 | 32025.6 | 30691.2 | 29356.8
CCTV | DE-line Network PTZ - 4" | DS-2DE4225IW-DE(E) w/ bracket | 2MP 25× Network IR Speed Dome 4.8-12mm | 1/2.8" progressive scan CMOS • Up to 1920 × 1080 resolution • Ultra-low light: • Color: 0.005 Lux @(F1.6, AGC ON) • B/W: 0.001 Lux @(F1.6, AGC ON) • 0 Lux with IR • 25× optical zoom, 16× digital zoom • 120dB WDR, 3D DNR, HLC, BLC • Up to 100 m IR distance • 12 VDC & PoE+ (802.3at, class4) • Support H.265+/H.265 video compression | 14578 | 2025-07-17 | 21867 | 18951.4 | 18951.4 | 17493.6 | 16764.7 | 16035.8
CCTV | DE-line Network mini PTZ - 2.5" | DS-2DE4A225IW-DE(B) | 2MP 25x Network IR PTZ Camera 4.7-94.0mm | 2MP, 1/2.8" CMOS H.265+/H.265/H.264+/H.264 codec 3D DNR, True WDR, Ultra-low light Powerde By DarkFighter Color: 0.005lux/F1.6, B/W:0.001lux/F1.6, Optical Zoom:25x, Digital Zoom:16X 1920*1080:60fps PoE+&12VDC Smart Tracking Smart Detection | 15276 | 2025-07-17 | 22914 | 19858.8 | 19858.8 | 18331.2 | 17567.4 | 16803.6
CCTV | DE-line Network mini PTZ - 2.5" | DS-2DE4A320IW-DE (limited stocks) | Value Series 3 MP Indoor/Outdoor Network IR PTZ Camera 4.7-94.0mm | 1/2.8" Progressive Scan CMOS Up to 2048 × 1536 Resolution 20× Optical Zoom, 16× Digital Zoom WDR, 3D DNR, HLC, Smart IR Basic Smart Suite Analytics Up to 165 ft (50 m) IR Distance H.265+ Video Compression Supported IP66 Protection 12 VDC and PoE+ (802.3at, class 4) | 19825 | 2025-07-17 | 29737.5 | 25772.5 | 25772.5 | 23790 | 22798.75 | 21807.5
CCTV | DE-line Network mini PTZ - 2.5" | DS-2DE4415IW-DE with bracket | 4-inch 4 MP 15X Powered by DarkFighter IR Network Speed Dome | • 1/2.8" progressive scan CMOS • High quality imaging with 4 MP resolution • Excellent low-light performance with powered-by- DarkFighter technology • 25× optical zoom and 16× digital zoom provide close up views over expansive areas • WDR, HLC, BLC, 3D DNR, defog, regional exposure, regional focus • Expansive night view with up to 100 m IR distance • Support H.265+/H.265 video compression | 14648 | 2025-07-17 | 21972 | 19042.4 | 19042.4 | 17577.6 | 16845.2 | 16112.8
CCTV | DE-line Network mini PTZ - 2.5" | DS-2DE4425IW-DE with bracket | 4-inch 4 MP 25X Powered by DarkFighter IR Network Speed Dome | • 1/2.8" progressive scan CMOS • High quality imaging with 4 MP resolution • Excellent low-light performance with powered-by- DarkFighter technology • 25× optical zoom and 16× digital zoom provide close up views over expansive areas • WDR, HLC, BLC, 3D DNR, defog, regional exposure, regional focus • Expansive night view with up to 100 m IR distance • Support H.265+/H.265 video compression | 15973 | 2025-07-17 | 23959.5 | 20764.9 | 20764.9 | 19167.6 | 18368.95 | 17570.3
CCTV | DE-line Network mini PTZ - 2.5" | DS-2DE4A425IW-DE(B) | 4MP 25x Network IR PTZ Camera 4.7-94.0mm | 1/2.5" progressive scan CMOS Up to 2560 × 1440 resolution Ultra-low light: Color: 0.005 Lux @(F1.6, AGC ON) B/W: 0.001 Lux @(F1.6, AGC ON) 0 Lux with IR 25× optical zoom, 16× digital zoom 120 dB WDR, 3D DNR, HLC, BLC Up to 50 m IR distance 12 VDC & PoE+ (802.3at, class4) Support H.265+/H.265 video compression | 17368 | 2025-07-17 | 26052 | 22578.4 | 22578.4 | 20841.6 | 19973.2 | 19104.8
CCTV | IP Camera | DS-2DE2204IW-DE3 | 2MP Network IR Mini PTZ Camera 2.8-12mm | • 1/2.8" Progressive Scan CMOS • 1920 × 1080@30fps Resolution • 4x Zoom • DWDR • 3D positioning • PoE (802.3af) • Hik cloud P2P • Up to 30m IR distance | 6278 | 2025-07-17 | 9417 | 8161.4 | 8161.4 | 7533.6 | 7219.7 | 6905.8
CCTV | IP Camera | DS-2DE2A204IW-DE3 | DS-2DE2A204IW-DE3 2.8-12mmm | • 1/3" progressive scan CMOS • Up to 1920 × 1080@30fps resolution • Min. illumination: Color: 0.005 Lux @(F1.6, AGC ON) B/W: 0.001 Lux @(F1.6, AGC ON) 0 Lux with IR • 4× optical zoom, 16× digital zoom • 120 dB WDR, 3D DNR, HLC, EIS, Regional Exposure, Regional Focus • 12 VDC & PoE • Up to 20 m IR distance • IK10, IP66 • Support H.265+/H.265 video compression | 5580 | 2025-07-17 | 8370 | 7254 | 7254 | 6696 | 6417 | 6138
CCTV | Mini PT Camera | DS-2DE1A200W-DE3 | 2MP Network PTZ Camera 4.0mm | • 1/3" progressive scan CMOS • Up to 1920 × 1080@30fps resolution • Min. illumination: Color: 0.005 Lux @(F1.6, AGC ON) B/W: 0.001 Lux @(F1.6, AGC ON) • 16× digital zoom • 120 dB WDR, 3D DNR, EIS, Regional Exposure, Regional Focus • 1 2 VDC, PoE (802.3af) • IP66 • Support H.265+/H.265 video compression • Support ONVIF, ISAPI, CGI, HIKVISION SDK and Third-Party Management Platform | 4534 | 2025-07-17 | 6801 | 5894.2 | 5894.2 | 5440.8 | 5214.1 | 4987.4
CCTV | COLORVU PTZ Camera | DS-2DE3A404IW-DE | 3-inch 4 MP 4X Powered by DarkFighter IR Network Speed Dome | • High quality imaging with 4 MP resolution • Excellent low-light performance via powered-by- DarkFighter technology • Clear imaging against strong back lighting due to 120 dB WDR technology • Pan and tilt ability enables camera to monitor zones of interest • 4x optical zoom allows for closer viewing of subjects in expansive areas • Up to 50 m IR range ensures safety at night • Up to 30 m white light distance • Support audio visual alarm | 5300 | 2025-07-17 | 7950 | 6890 | 6890 | 6360 | 6095 | 5830
CCTV | COLORVU PTZ Camera | DS-2DE3A400BW-DE(F1)(S5) | 3-inch 4 MP ColorVu Network Speed Dome | Focuses on human and vehicle targets classification based on deep learning • Face capture: face tracking and grading; automatic selection of best shot; up to 5 faces detected and captured at the same time • Linked audible and visual alarm. Built-in microphone and speaker • Up to 2560 × 1440 @ 30 fps • Min. illumination: Color: 0.0005 Lux @ (F1.0, AGC ON); 0 Lux with white light • 24/7 colorful imaging with low power consumption. Up to 30 m white light distance • 120 dB WDR, 3D DNR, HLC, EIS • IP66; PoE | 6905 | 2025-07-17 | 10357.5 | 8976.5 | 8976.5 | 8286 | 7940.75 | 7595.5
CCTV | COLORVU PTZ Camera | DS-2SE4C425MWG-E(14F0) | TandemVu 4-inch 4 MP 25X Colorful & IR Network Speed Dome | • Captures a large area and great details at the same time • High quality imaging with 4 MP resolution • Excellent low-light performance with powered-byDarkFighter technology and ColorVu technology • Secures an expansive area with 25× optical zoom and 16× digital zoom • Supports WDR, HLC, BLC, 3D DNR, defog, regional exposure, regional focus • Expansive night view with up to 100 m IR distance & 30 m white light • Supports 12V DC & PoE+ | 20490 | 2025-07-17 | 30735 | 26637 | 26637 | 24588 | 23563.5 | 22539
CCTV | Network Video Recorder - 7600 | DS-7604NI-Q1 | 4CH Embedded Plug & Play NVR 8mp | • 4K (8 MP) HDMI Video Output @ 3840 × 2160 Resolution • H.265+/H.265/H.264/H.264+ • Supports 4 IP Cameras • Simultaneous HDMI/VGA Outputs • 1 SATA Interface • Supports Third-Party Network Cameras • 1 Self-Adaptive 10/100/1000 Mbps Network Interface • 4 Independent PoE Network Interfaces • Long Distance (100 to 300 m) Network Transmission via PoE • Hik-Connect for Easy Network Management | 2600 | 2025-07-17 | 3900 | 3380 | 3380 | 3120 | 2990 | 2860
CCTV | Network Video Recorder - 7600 | DS-7604NI-Q1/4P | 4-ch 1U 4 PoE 4K NVR 8mp | • Up to 4 channel IP cameras can be connected • Supports decoding H.265+/H.265/H.264+/H.264 video formats • Up to 4K high-definition live view, storage and playback • Up to 4-ch @ 1080p decoding capacity • Up to 40 Mbps high incoming bandwidth ensures IP cameras can be connected • Simultaneous HDMI and VGA output of the same video stream 1• HDD for continuous video recording • Compatible with third-party network cameras • Plug & Play with 4 Power-over-Ethernet(PoE) interfaces | 4100 | 2025-07-17 | 6150 | 5330 | 5330 | 4920 | 4715 | 4510
CCTV | Network Video Recorder - 7600 | DS-7604NI-K1 (B) | 4CH Embedded 4K NVR 4K & H.265+ | • Third-party network cameras supported • Up to 8 Megapixels resolution recording • Support 1-ch HDMI, 1-ch VGA, HMDI at up to 4K(3840x2160) resolution • 4-ch network cameras can be connected with 40M incoming bandwidth • Support dual-os to ensure high reliablility of system running •Support various VCA detection alarm and VCA search •Support H.265/H.264/MPEG4 video formats | 2961 | 2025-07-17 | 4441.5 | 3849.3 | 3849.3 | 3553.2 | 3405.15 | 3257.1
CCTV | Network Video Recorder - 7600 | DS-7604NXI-K1/4P | Embedded Plug & Play 4K NVR 4K & H.265+ | • Third-party network cameras supported • Up to 8 Megapixels resolution recording • Support 1-ch HDMI, 1-ch VGA, HMDI at up to 4K(3840x2160) resolution • 4-ch network cameras can be connected with 40M/60M/80M incoming bandwidth • Support dual-os to ensure high reliablility of system running • Plug & Play with up to 4 independent PoE network interfaces •Support various VCA detection alarm and VCA search •Support H.265/H.264/MPEG4 video formats | 4921 | 2025-07-17 | 7381.5 | 6397.3 | 6397.3 | 5905.2 | 5659.15 | 5413.1
CCTV | Network Video Recorder - 7600 | DS-7608NI-Q1 | 8CH Embedded Q-Series Mini NVR 6MP | • Third-party network cameras supported • Up to 6 Megapixels resolution recording • 1-ch @ 4K or 4-ch @ 1080P • 8-ch network cameras can be connected with 80M incoming bandwidth • Up to 1 SATA interface, up to 6TB per HDD • H.265/H.265+/H.264/H.264+ • Standalone 1U 385 case(Metal) | 2880 | 2025-07-17 | 4320 | 3744 | 3744 | 3456 | 3312 | 3168
CCTV | Network Video Recorder - 7600 | DS-7608NI-Q2 | 8CH Embedded Q-Series Mini NVR 6MP | • Third-party network cameras supported • Up to 6 Megapixels resolution recording • 1-ch @ 4K or 4-ch @ 1080P • 8-ch network cameras can be connected with 80M incoming bandwidth • Up to 2 SATA interfaces, up to 6TB per HDD • H.265/H.265+/H.264/H.264+ • Standalone 1U 385 case(Metal) | 3836 | 2025-07-17 | 5754 | 4986.8 | 4986.8 | 4603.2 | 4411.4 | 4219.6
CCTV | Network Video Recorder - 7600 | DS-7608NI-Q1/8P | 8CH Embedded Q-Series Mini NVR 6MP | • Third-party network cameras supported • Up to 6 Megapixels resolution recording • 1-ch @ 4K or 4-ch @ 1080P • 8-ch network cameras can be connected with 80M incoming bandwidth • Up to 1 SATA interface, up to 6TB per HDD • 8 independent PoE network interfaces • H.265/H.265+/H.264/H.264+ • Standalone 1U 385 case(Metal) | 5500 | 2025-07-17 | 8250 | 7150 | 7150 | 6600 | 6325 | 6050
CCTV | Network Video Recorder - 7600 | DS-7608NI-Q2/8P | 8CH Embedded Q-Series Mini NVR 6MP | • Third-party network cameras supported • Up to 6 Megapixels resolution recording • 1-ch @ 4K or 4-ch @ 1080P • 8-ch network cameras can be connected with 80M incoming bandwidth • Up to 2 SATA interfaces, up to 6TB per HDD • 8 independent PoE network interfaces • H.265/H.265+/H.264/H.264+ • Standalone 1U 385 case(Metal) | 6369 | 2025-07-17 | 9553.5 | 8279.7 | 8279.7 | 7642.8 | 7324.35 | 7005.9
CCTV | Network Video Recorder - 7600 | DS-7608NI-K1 | 8CH Embedded 4K NVR | • Up to 8 channel IP cameras can be connected • Supports decoding H.265+/H.265/H.264+/H.264 video formats • Up to 4K high-definition live view, storage and playback • Up to 4-ch @ 1080p decoding capacity • Up to 80 Mbps high incoming bandwidth ensures IP cameras can be connected • 1 HDMI and 1 VGA interfaces: both interfaces support independent video output.1 HDD for continuous video recording | 3355 | 2025-07-17 | 5032.5 | 4361.5 | 4361.5 | 4026 | 3858.25 | 3690.5
CCTV | Network Video Recorder - 7600 | DS-7608NI-K2 | 8CH Embedded 4K NVR 4K & H.265+ | • Third-party network cameras supported • Up to 8 Megapixels resolution recording • Support 1-ch HDMI, 1-ch VGA, HMDI at up to 4K(3840x2160) resolution • 8-ch network cameras can be connected with 80M incoming bandwidth • Support dual-os to ensure high reliablility of system running •Support various VCA detection alarm and VCA search •Support H.265/H.264/MPEG4 video formats | 5355 | 2025-07-17 | 8032.5 | 6961.5 | 6961.5 | 6426 | 6158.25 | 5890.5
CCTV | Network Video Recorder - 7600 | DS-7608NI-K2/8P | Embedded Plug & Play 4K NVR 4K & H.265+ | • Third-party network cameras supported • Up to 8 Megapixels resolution recording • Support 1-ch HDMI, 1-ch VGA, HMDI at up to 4K(3840x2160) resolution • 8/-ch network cameras can be connected with 80M incoming bandwidth • Up to 2 SATA interfaces • Plug & Play with up to 8 independent PoE network interfaces • Support dual-os to ensure high reliablility of system running •Support various VCA detection alarm and VCA search •Support H.265/H.264/MPEG4 video formats | 8395 | 2025-07-17 | 12592.5 | 10913.5 | 10913.5 | 10074 | 9654.25 | 9234.5
CCTV | Network Video Recorder - 7600 | DS-7616NI-Q1 | 16CH Embedded Q-Series Mini NVR 6MP | • Third-party network cameras supported • Up to 6 Megapixels resolution recording • 1-ch @ 4K or 4-ch @ 1080P • 16-ch network cameras can be connected with 160M incoming bandwidth • Up to 1 SATA interface, up to 6TB per HDD • H.265/H.265+/H.264/H.264+ • Standalone 1U 385 case(Metal) | 3619 | 2025-07-17 | 5428.5 | 4704.7 | 4704.7 | 4342.8 | 4161.85 | 3980.9
CCTV | Network Video Recorder - 7600 | DS-7616NI-Q2 | 16CH Embedded Q-Series Mini NVR 6MP | • Third-party network cameras supported • Up to 6 Megapixels resolution recording • 1-ch @ 4K or 4-ch @ 1080P • 16-ch network cameras can be connected with 160M incoming bandwidth • Up to 2 SATA interfaces, up to 6TB per HDD • H.265/H.265+/H.264/H.264+ • Standalone 1U 385 case(Metal) | 4342 | 2025-07-17 | 6513 | 5644.6 | 5644.6 | 5210.4 | 4993.3 | 4776.2
CCTV | Network Video Recorder - 7600 | DS-7616NI-Q2/16P | 16CH Embedded Q-Series Mini NVR 6MP | • Third-party network cameras supported • Up to 6 Megapixels resolution recording • 1-ch @ 4K or 4-ch @ 1080P • 16-ch network cameras can be connected with 160M incoming bandwidth • Up to 2 SATA interfaces, up to 6TB per HDD • 16 independent PoE network interfaces • H.265/H.265+/H.264/H.264+ • Standalone 1U 385 case(Metal) | 8684 | 2025-07-17 | 13026 | 11289.2 | 11289.2 | 10420.8 | 9986.6 | 9552.4
CCTV | Network Video Recorder - 7600 | DS-7616NI-K2 | 16CH Embedded 4K NVR 4K & H.265+ | • Third-party network cameras supported • Up to 8 Megapixels resolution recording • Support 1-ch HDMI, 1-ch VGA, HMDI at up to 4K(3840x2160) resolution • 4-ch network cameras can be connected with 40M/60M/80M incoming bandwidth • Support dual-os to ensure high reliablility of system running •Support various VCA detection alarm and VCA search •Support H.265/H.264/MPEG4 video formats | 5526 | 2025-07-17 | 8289 | 7183.8 | 7183.8 | 6631.2 | 6354.9 | 6078.6
CCTV | Network Video Recorder - 7600 | DS-7616NI-K2/16P | 16CH Embedded Plug & Play NVR 4K & H.265+ | • Third-party network cameras supported • Up to 8 Megapixels resolution recording • Support 1-ch HDMI, 1-ch VGA, HMDI at up to 4K(3840x2160) resolution • 16-ch network cameras can be connected with 160M incoming bandwidth • Up to 2 SATA interfaces • Plug & Play with up to 16 independent PoE network interfaces • Support dual-os to ensure high reliablility of system running •Support various VCA detection alarm and VCA search •Support H.265/H.264/MPEG4 video formats | 11724 | 2025-07-17 | 17586 | 15241.2 | 15241.2 | 14068.8 | 13482.6 | 12896.4
CCTV | Network Video Recorder - 7600 | DS-7616NI-I2 | 16CH Embedded Plug & Play NVR | • Third-party network cameras supported • Up to 12 Megapixels resolution recording • Support 1-ch HDMI, 1-ch VGA, HMDI at up to 4K(3840x2160) resolution • 16-ch network cameras can be connected with 160M incoming bandwidth • Up to 2 SATA interfaces • Support dual-os to ensure high reliablility of system running •Support various VCA detection alarm and VCA search •Support H.265/H.264/MPEG4 video formats | 9760 | 2025-07-17 | 14640 | 12688 | 12688 | 11712 | 11224 | 10736
CCTV | Network Video Recorder - 7600 | DS-7616NI-I2/16P | 16CH Embedded Plug & Play NVR 4K & H.265+ | • Third-party network cameras supported • Up to 12 Megapixels resolution recording • Support 1-ch HDMI, 1-ch VGA, HMDI at up to 4K(3840x2160) resolution • 16-ch network cameras can be connected with 160M incoming bandwidth • Up to 2 SATA interfaces • Plug & Play with up to 16 independent PoE network interfaces • Support dual-os to ensure high reliablility of system running •Support various VCA detection alarm and VCA search •Support H.265/H.264/MPEG4 video formats | 15056 | 2025-07-17 | 22584 | 19572.8 | 19572.8 | 18067.2 | 17314.4 | 16561.6
CCTV | Network Video Recorder - 7600 | DS-7632NI-K2 | 32-ch 1U 4K NVR 4K & H.265+ | • Up to 32 channel IP cameras can be connected • Supports decoding H.265+/H.265/H.264+/H.264 video formats • Up to 4K high-definition live view, storage and playback • Up to 8-ch @ 1080p decoding capacity • Up to 256 Mbps high incoming bandwidth ensures IP cameras can be connected • 1 HDMI and 1 VGA interfaces: both interfaces support independent video output • 2 HDDs for continuous video recording | 6363 | 2025-07-17 | 9544.5 | 8271.9 | 8271.9 | 7635.6 | 7317.45 | 6999.3
CCTV | Network Video Recorder - 7700 | DS-7716NI-K4 | 16CH Embedded Plug & Play 4K NVR | • Third-party network cameras supported • Up to 8 Megapixels resolution recording • Support 1-ch HDMI, 1-ch VGA, HMDI at up to 4K(3840x2160) resolution • 16-ch network cameras can be connected with 160M incoming bandwidth • Up to 4 SATA interfaces • Support dual-os to ensure high reliablility of system running •Support various VCA detection alarm and VCA search •Support H.265/H.264/MPEG4 video formats | 11579 | 2025-07-17 | 17368.5 | 15052.7 | 15052.7 | 13894.8 | 13315.85 | 12736.9
CCTV | Network Video Recorder - 7700 | DS-7716NI-K4/16P | 16CH Embedded Plug & Play 4K NVR | • Third-party network cameras supported • Up to 8 Megapixels resolution recording • Support 1-ch HDMI, 1-ch VGA, HMDI at up to 4K(3840x2160) resolution • 16-ch network cameras can be connected with 160M/256M incoming bandwidth • Up to 4 SATA interfaces • Plug & Play with up to 16 independent PoE network interfaces • Support dual-os to ensure high reliablility of system running •Support various VCA detection alarm and VCA search •Support H.265/H.264/MPEG4 video formats | 17079 | 2025-07-17 | 25618.5 | 22202.7 | 22202.7 | 20494.8 | 19640.85 | 18786.9
CCTV | Network Video Recorder - 7700 | DS-7716NI-I4 | 16CH Embedded Plug & Play 4K NVR | • Third-party network cameras supported • Up to 12 Megapixels resolution recording • Support 1-ch HDMI, 1-ch VGA, HMDI at up to 4K(3840x2160) resolution • 16-ch network cameras can be connected with 160M incoming bandwidth • Up to 4 SATA interfaces • Support dual-os to ensure high reliablility of system running •Support various VCA detection alarm and VCA search •Support H.265/H.264/MPEG4 video formats | 15813 | 2025-07-17 | 23719.5 | 20556.9 | 20556.9 | 18975.6 | 18184.95 | 17394.3
CCTV | Network Video Recorder - 7700 | DS-7716NI-I4/16P | 16-ch 1.5U 16 PoE 4K NVR | • Up to 16 channel IP cameras can be connected • Up to 2-ch @ 12 MP/16-ch @ 1080p decoding capacity • Only (B) version support 2 HDMI and 1 VGA interfaces, and HDMI interfaces support independent video output • 4 HDDs for continuous video recording • Plug & Play with 16 Power-over-Ethernet (PoE) interfaces • Supports various special function cameras, including thermal camera/fisheye/people counting/heatmap/ANPR (automatic number plate recognition) • Advanced streaming technology enables smooth live view and data self-correction in poor network conditions • Supports dual-stream recording to save time and bandwidth. | 20353 | 2025-07-17 | 30529.5 | 26458.9 | 26458.9 | 24423.6 | 23405.95 | 22388.3
CCTV | Network Video Recorder - 7700 | DS-7732NI-E4/16P | 32CH Embedded Plug & Play NVR | • Third-party network cameras supported • Up to 6 Megapixels resolution recording • HDMI and VGA output at up to 1920×1080P resolution • 32-ch network cameras can be connected with 160M incoming bandwidth • Up to 4 SATA interfaces • Plug & Play with up to 16 independent PoE network interfaces • Support network detection, including network delay, packet loss, etc | 16835 | 2025-07-17 | 25252.5 | 21885.5 | 21885.5 | 20202 | 19360.25 | 18518.5
CCTV | Network Video Recorder - 7700 | DS-7732NXI-K4 (Upgraded model of DS-7732NI-K4) | 32-ch 1.5U K Series AcuSense 4K NVR | Up to 32-ch IP camera inputs H.265+/H.265/H.264+/H.264 video formats Up to 2-ch@12 MP or 3-ch@8 MP or 6-ch@4 MP or 12-ch@1080p decoding capacity Up to 256 Mbps incoming bandwidth Adopt Hikvision Acusense technology to minimize manual effort and security costs | 15130 | 2025-07-17 | 22695 | 19669 | 19669 | 18156 | 17399.5 | 16643
CCTV | Network Video Recorder - 7700 | DS-7732NI-K4/16P | 32CH Embedded Plug & Play 4K NVR | • Third-party network cameras supported • Up to 8 Megapixels resolution recording • Support 1-ch HDMI, 1-ch VGA, HMDI at up to 4K(3840x2160) resolution • 32-ch network cameras can be connected with 160M/256M incoming bandwidth • Up to 4 SATA interfaces • Plug & Play with up to 16 independent PoE network interfaces • Support dual-os to ensure high reliablility of system running •Support various VCA detection alarm and VCA search •Support H.265/H.264/MPEG4 video formats | 20626 | 2025-07-17 | 30939 | 26813.8 | 26813.8 | 24751.2 | 23719.9 | 22688.6
CCTV | Network Video Recorder - 7700 | DS-7732NI-I4 | 32CH Embedded Plug & Play 4K NVR• | • Third-party network cameras supported • Up to 12 Megapixels resolution recording • Support 1-ch HDMI, 1-ch VGA, HMDI at up to 4K(3840x2160) resolution • 32-ch network cameras can be connected with 256M incoming bandwidth • Up to 4 SATA interfaces • Support dual-os to ensure high reliablility of system running •Support various VCA detection alarm and VCA search • Support H.265/H.264/MPEG4 video formats | 18839 | 2025-07-17 | 28258.5 | 24490.7 | 24490.7 | 22606.8 | 21664.85 | 20722.9
CCTV | Network Video Recorder - 7700 | DS-7732NI-I4/16P | 32CH 16 PoE Embedded Plug & Play 4K NVR | • Third-party network cameras supported • Up to 12 Megapixels resolution recording • Support 1-ch HDMI, 1-ch VGA, HMDI at up to 4K(3840x2160) resolution • 32-ch network cameras can be connected with 256M incoming bandwidth • Plug & Play with 16 Power-over-Ethernet (PoE) interfaces • Up to 4 SATA interfaces • Support dual-os to ensure high reliablility of system running •Support various VCA detection alarm and VCA search • Support H.265/H.264/MPEG4 video formats | 24136 | 2025-07-17 | 36204 | 31376.8 | 31376.8 | 28963.2 | 27756.4 | 26549.6
CCTV | Network Video Recorder - 7701 | DS-9664NI-M8 | 64-ch 2U 4K NVR | Up to 64-ch IP camera inputs Up to 2-ch@32 MP/2-ch@24 MP/4-ch@12 MP/8-ch@8 MP/16-ch@4 MP/32-ch@1080p decoding capacity Up to 400 Mbps incoming bandwidth and 400 Mbps outgoing bandwidth 2 HDMI (different source) and 2 VGA (different source) interfaces, 8K or dual 4K video outputs Supports special cameras, including people counting camera, ANPR (automatic number plate recognition) camera, and fisheye camera Advanced streaming technology enables smooth live view in poor network conditions Supports RAID 0, 1, 5, 6, 10 and N+M hot spare for even more reliable data storage, effectively avoids data loss risks | 65026 | 2025-07-17 | 97539 | 84533.8 | 84533.8 | 78031.2 | 74779.9 | 71528.6
CCTV | Acusense K series (4K & H.265+) | DS-7608NXI-K2/S ( C) | False alarm reduction for up to 4-ch 1080P | Facial Recognition for up to 4 channels picture stream or 1 channels video stream; * Facial recognition and perimeter protection cannot be enabled at the same time. Support 16 face libraries, up to 10,000 face pictures in total; 80Mbps Bit Rate Input Max(up to 8-ch IP video), 2 SATA Interfaces, alarm I/O: 4/1, 380 1U case | 5355 | 2025-07-17 | 8032.5 | 6961.5 | 6961.5 | 6426 | 6158.25 | 5890.5
CCTV | Acusense K series (4K & H.265+) | DS-7716NXI-I4/S | 16-ch 1.5U AcuSense 4K NVR | • H.265+/H.265/H.264+/H.264 video formats • Intelligent analytics based on deep learning algorithm • Up to 4-ch perimeter protection • Up to 1-ch facial recognition for video stream, or up to 4-ch facial recognition for face picture • Up to 16-ch IP camera inputs • Up to 16-ch 1080p decoding capability • Up to 160 Mbps incoming bandwidth | 15850 | 2025-07-17 | 23775 | 20605 | 20605 | 19020 | 18227.5 | 17435
CCTV | Acusense K series (4K & H.265+) | DS-7732NXI-I4/S | 32-ch 1U AcuSense 4K NVR | • H.265+/H.265/H.264+/H.264 video formats • Intelligent analytics based on deep learning algorithm • Up to 4-ch perimeter protection • Up to 1-ch facial recognition for video stream, or up to 4-ch facial recognition for face picture • Up to 32-ch IP camera inputs • Up to 16-ch 1080p decoding capability • Up to 256 Mbps incoming bandwidth | 22347 | 2025-07-17 | 33520.5 | 29051.1 | 29051.1 | 26816.4 | 25699.05 | 24581.7
CCTV | WIFI KIT | NK42W0H(D) | 2MP WIFI KIT | • 4units - DS-2CV1021G0-IDW1/NF(T) H.264+/H.264, 2.8/4mm lens, IP66, DWDR, 30m IR, Wi-Fi connection, Max. 50m wireless range, Bullet camera • 1unit - DS-7104NI-K1/W/M 4-ch camera input, decoding capability at 2-ch 1080P, 1 SATA interface, H.265+/H.265/ H.264+ /H.264, dual external antennas design; • 1pc - Ethernet Cable RJ45, Cat5e UTP, 2m, Connect NVR and Switch • 1pc - 2meters HDMI Cable | 9577 | 2025-07-17 | 14365.5 | 12450.1 | 12450.1 | 11492.4 | 11013.55 | 10534.7
CCTV | WIFI KIT | NK44W0H(D) | 2MP WIFI KIT | 2MP WIFI KIT • 4units - DS-2CV1041G1-IDW H.264+/H.264, 2.8/4mm lens, IP66, DWDR, 30m IR, Wi-Fi connection, Max. 50m wireless range, Bullet camera • 1unit - DS-7104NI-K1/W/M 4-ch camera input, decoding capability at 2-ch 1080P, 1 SATA interface, H.265+/H.265/ H.264+ /H.264, dual external antennas design; • 1pc - Ethernet Cable RJ45, Cat5e UTP, 2m, Connect NVR and Switch • 1pc - 2meters HDMI Cable | 12862 | 2025-07-17 | 19293 | 16720.6 | 16720.6 | 15434.4 | 14791.3 | 14148.2
CCTV | Acessories | DS-K1TA70MI-T | 7-inch LCD touch screen | 2 Mega pixel wide-angle lens Built-in Mifare card reading module;Max.6,000 faces capacity , Max.6,000 cards;verification methods：Supporting fast temperature measurement and face/card recognition with fever screeningAuthentication distance: 0.3-1.8m.Temperature range: 30-45℃, accuracy: ±0.5℃;Supports 6 attendance status, including check in, check out, break in, break out, overtime in, overtime outFace Recognition Duration(1:N) ≤0.2sMask detection：Supporting face mask wearing alert and forced mask wearing alertwith power supply. | 30843 | 2025-07-17 | 46264.5 | 40095.9 | 40095.9 | 37011.6 | 35469.45 | 33927.3
CCTV | Acessories | DS-KAB671-B | The mounting pole for DS-K1TA70MI-T | Material：SPCC Weight：6.7 kg (14.8 lb.) Dimension (W × H × D)：98.5 mm × 1342 mm × 225 mm (3.9" × 52.8" × 8.9") without power supply. | 5238 | 2025-07-17 | 7857 | 6809.4 | 6809.4 | 6285.6 | 6023.7 | 5761.8
CCTV | Acessories | DS-1005KI | USB Keyboard | • Power supply and communication by USB port directly. • 3D PTZ control and 2 joystick control buttons. • Up to 15 programmable buttons are available. • Support digital tube to display the input content. • Support indicators to show the operation status of keyboard. • Compatible with a various kinds of client software and platform software. • Support USB HID protocol. | 7366 | 2025-07-17 | 11049 | 9575.8 | 9575.8 | 8839.2 | 8470.9 | 8102.6
CCTV | Acessories | DS-1006KI | USB Keyboard | • 128 x 64 screen • 4-axis joystick • Connectable to the Multi-functional Video Center (MVC) and Matrix Access Gateway (VAG) by RS-422 serial port, and shortcut operation of camera/camera groups switch on video wall • Connectable to DVR by RS-485 serial port, and operation of front panel buttons • Connectable to dome by RS-485 serial port and realize PTZ control and picture capture by joystick operation • 16 user accounts management: 1 admin and 15 operators • System upgrade and import / export of configuration files by USB-flash disk • Captured pictures(FAT32) can be stored in U- flash disk | 8110 | 2025-07-17 | 12165 | 10543 | 10543 | 9732 | 9326.5 | 8921
CCTV | Acessories | DS-1100KI | Network Keyboard | • Ergonomic design with 800×480 LCD touch panel • Live view and playback of video on screen at up to 1080p resolution • 1-channel video decoding for local preview • Video capture and recording to local U-flash disk • Compatible with DVR/DVS, matrix, network camera/dome, PC-DVR, etc. • Support 15 operators, and each user is allowed to operate 256 devices | 34150 | 2025-07-17 | 51225 | 44395 | 44395 | 40980 | 39272.5 | 37565
CCTV | Acessories | DS-1200KI | Network Keyboard | 128x64 LED dot matrix screen, PTZ and TV wall control, 4-axis joystick. | 11830 | 2025-07-17 | 17745 | 15379 | 15379 | 14196 | 13604.5 | 13013
CCTV | Bracket | DS-1227ZJ | In-ceiling Mount Bracket for Dome Camera | Color: ¦ Hik white Material: ¦ Aluminum alloy Dimension: ¦ 210×90mm Weight: ¦ 600g | 540 | 2025-07-17 | 810 | 702 | 702 | 648 | 621 | 594
CCTV | Bracket | DS-1258ZJ | Wall Mount Bracket | Color: White Material: Aluminum alloy Φ88.5 mm | 210 | 2025-07-17 | 315 | 273 | 273 | 252 | 241.5 | 231
CCTV | Bracket | DS-1260ZJ | Power Intake / Junction Box for Bullet Camera | Color: White Material: Aluminum alloy Φ88.5 mm | 490 | 2025-07-17 | 735 | 637 | 637 | 588 | 563.5 | 539
CCTV | Bracket | DS-1271ZJ-135 | Pendant Mounting Bracket for Dome Camera | Color: ¦ Hik white Material: ¦ Aluminum alloy Dimension: ¦ 136×565mm Weight: ¦ 1350g | 930 | 2025-07-17 | 1395 | 1209 | 1209 | 1116 | 1069.5 | 1023
CCTV | Bracket | DS-1272ZJ-110B | Wall Mount Bracket for Dome Camera | White Aluminum alloy with junction box Φ110×120×120mm | 945 | 2025-07-17 | 1417.5 | 1228.5 | 1228.5 | 1134 | 1086.75 | 1039.5
CCTV | Bracket | DS-1273ZJ-135 | Wall Mount Bracket for Dome Camera | White Aluminum alloy Φ135×182×120mm | 600 | 2025-07-17 | 900 | 780 | 780 | 720 | 690 | 660
CCTV | Bracket | DS-1275ZJ | Vertical Pole Mount Bracket | Color: ¦ Hik white Material: ¦ Aluminum alloy Dimension: ¦ 127×46×250mm Weight: ¦ 1205g | 630 | 2025-07-17 | 945 | 819 | 819 | 756 | 724.5 | 693
CCTV | Bracket | DS-1276ZJ-SUS | Corner Mount Bracket | Hik white Stainless Steel 126X105X250mm 2280g Match up with wall mount (DS-1272ZJ-110 | 950 | 2025-07-17 | 1425 | 1235 | 1235 | 1140 | 1092.5 | 1045
CCTV | Bracket | DS-1297ZJ | Pendant Mounting Bracket for Dome Camera | Color: ¦ Hik white Material: ¦ Aluminum alloy Dimension: ¦ 1000-2000mm height | 600 | 2025-07-17 | 900 | 780 | 780 | 720 | 690 | 660
CCTV | Bracket | DS-1602ZJ | Wall Mount Bracket | Color: ¦ Hik white Material: ¦ Aluminum alloy Dimension: ¦ 97X182X305mm Weight: ¦ 1050g | 630 | 2025-07-17 | 945 | 819 | 819 | 756 | 724.5 | 693
CCTV | Bracket | DS-1602ZJ-POLE | Vertical Pole Mount Bracket | Color: ¦ Hik white Material: ¦ Aluminum alloy & Steel Dimension: ¦ 117×194×451.3mm Weight: ¦ 2040g | 850 | 2025-07-17 | 1275 | 1105 | 1105 | 1020 | 977.5 | 935
CCTV | Bracket | DS-1602ZJ-CORNER | Corner Mount Bracket | Color: ¦ Hik white Material: ¦ Aluminum alloy & Steel Dimension: ¦ 176.8×194×417.8mm Weight: ¦ 2809g | 780 | 2025-07-17 | 1170 | 1014 | 1014 | 936 | 897 | 858
CCTV | Bracket | DS-1604ZJ | Wall Mount with Junction Box | Color: ¦ Hik white Material: ¦ Aluminum alloy Dimension: ¦ 255×171×355.5mm Weight: ¦ 2150g | 1680 | 2025-07-17 | 2520 | 2184 | 2184 | 2016 | 1932 | 1848
CCTV | Bracket | DS-1604ZJ-Pole | Vertical pole mount | Color: ¦ Hik white Material: ¦ Aluminum alloy Dimension: ¦ 170.7×261.8×355.5mm | 2100 | 2025-07-17 | 3150 | 2730 | 2730 | 2520 | 2415 | 2310
CCTV | Bracket | DS-1604ZJ-CORNER | Corner Mount Bracket | Hik white Aluminum alloy 206.8×261.8×465mm | 2100 | 2025-07-17 | 3150 | 2730 | 2730 | 2520 | 2415 | 2310
CCTV | Bracket | DS-1661ZJ | Pendant Mount Bracket | Color: ¦ Hik white Material: ¦ Aluminum alloy Dimension: ¦ Φ116.5×200mm | 700 | 2025-07-17 | 1050 | 910 | 910 | 840 | 805 | 770
CCTV | Bracket | DS-1662ZJ | Pendant Mount Bracket | Color: ¦ Hik white Material: ¦ Aluminum alloy Dimension: ¦ Φ116.5×500mm | 720 | 2025-07-17 | 1080 | 936 | 936 | 864 | 828 | 792
CCTV | Bracket | DS-1663ZJ | Ceiling Mount Bracket | Color: ¦ Hik white Material: ¦ Aluminum alloy Dimension: ¦ Φ116.5×57mm | 419 | 2025-07-17 | 628.5 | 544.7 | 544.7 | 502.8 | 481.85 | 460.9
CCTV | Bracket | DS-2907ZJ | UNC 1/4”-20 Tripod connection (For Thermal Cameras) | UNC 1/4”-20 Tripod connection (For Thermal Cameras) | 8869 | 2025-07-17 | 13303.5 | 11529.7 | 11529.7 | 10642.8 | 10199.35 | 9755.9
CCTV | Bracket | DS-2909ZJ | Tripod adapter,use it with a tripod. | Tripod adapter, use it with a tripod. | 619 | 2025-07-17 | 928.5 | 804.7 | 804.7 | 742.8 | 711.85 | 680.9
CCTV | Analog Camera | DS-2CE56C0T-IRPF | HD720P Indoor IR Turret Camera 2.8mm / 3.6mm | • 1.0 Megapixel high-performance CMOS • Analog HD output, up to 720P resolution • True Day/Night • DNR, Smart IR • Up to 20m IR distance • Switchable TVI/AHD/CVI/CVBS | 417 | 2025-07-17 | 625.5 | 542.1 | 542.1 | 500.4 | 479.55 | 458.7
CCTV | Analog Camera | DS-2CE16C0T-IRPF | HD720P IR Bullet Camera 2.8mm / 3.6mm | • 1.0 Megapixel high-performance CMOS • Analog HD output, up to 720P resolution • True Day/Night • DNR, Smart IR • Up to 20m IR distance • IP66 weatherproof • Switchable TVI/AHD/CVI/CVBS | 478 | 2025-07-17 | 717 | 621.4 | 621.4 | 573.6 | 549.7 | 525.8
CCTV | Analog Camera | DS-2CE16C0T-IRF | Turbo HD720P IR Bullet Camera 3.6mm | • 1.0 Megapixel high-performance CMOS • Analog HD output, up to 720P resolution • True Day/Night • DNR, Smart IR • Up to 20m IR distance • IP66 weatherproof • Switchable TVI/AHD/CVI/CVBS | 583 | 2025-07-17 | 874.5 | 757.9 | 757.9 | 699.6 | 670.45 | 641.3
CCTV | Analog Camera | DS-2CE16C0T-IT1F | HD720P EXIR Bullet Camera 3.6mm | • 1 Megapixel high-performance CMOS • Analog HD output, up to 720P resolution • True Day/Night • DNR, Smart IR • EXIR technology, up to 20m/40m/80m IR distance • IP66 weatherproof • Switchable TVI/AHD/CVI/CVBS | 850 | 2025-07-17 | 1275 | 1105 | 1105 | 1020 | 977.5 | 935
CCTV | Analog Camera | DS-2CE16C0T-IT3F | Turbo HD720P IR Bullet Camera 3.6mm | • 1 Megapixel high-performance CMOS • Analog HD output, up to 720P resolution • True Day/Night • DNR, Smart IR • EXIR technology, up to 40m IR distance • IP66 weatherproof • Switchable TVI/AHD/CVI/CVBS | 985 | 2025-07-17 | 1477.5 | 1280.5 | 1280.5 | 1182 | 1132.75 | 1083.5
CCTV | Analog Camera | DS-2CE16C0T-IT5F | HD720P EXIR Bullet Camera 6mm | • 1 Megapixel high-performance CMOS • Analog HD output, up to 720P resolution • True Day/Night • DNR, Smart IR • EXIR technology, up to 80m IR distance • IP66 weatherproof • Switchable TVI/AHD/CVI/CVBS | 1127 | 2025-07-17 | 1690.5 | 1465.1 | 1465.1 | 1352.4 | 1296.05 | 1239.7
CCTV | Analog Camera | DS-2CE16C2T-IT3 | Turbo HD720P EXIR Bullet Camera 3.6mm | • 1.3 Megapixel high-performance CMOS • Analog HD output, up to 720P resolution • True day / night, Smart IR • EXIR technology, 40m IR distance • IP66 weatherproof | 1287 | 2025-07-17 | 1930.5 | 1673.1 | 1673.1 | 1544.4 | 1480.05 | 1415.7
CCTV | Analog Camera | DS-2CE16C2T-IT5 | Turbo HD720p EXIR Bullet Camera 6mm | • 1.3 Megapixel high-performance CMOS • Analog HD output, up to 720P resolution • True Day/Night • DNR, Smart IR • EXIR technology, up to 80m IR distance • IP66 weatherproof | 1495 | 2025-07-17 | 2242.5 | 1943.5 | 1943.5 | 1794 | 1719.25 | 1644.5
CCTV | Analog Camera | DS-2CE56C2T-IT3 | Turbo HD720P EXIR Turret Camera 3.6mm | • 1 Megapixel high-performance CMOS • Analog HD output, up to 720P resolution • True Day/Night • DNR, Smart IR • EXIR technology, up to 40m IR distance • IP66 weatherproof | 1316 | 2025-07-17 | 1974 | 1710.8 | 1710.8 | 1579.2 | 1513.4 | 1447.6
CCTV | Analog Camera | DS-2CE56D0T-IRMMF | Turbo HD1080P Indoor IR Dome Camera | • 2 Megapixel high-performance CMOS • Analog HD output, up to 1080P resolution • True Day/Night, Smart IR • Up to 20m IR distance • Switchable TVI/AHD/CVI/CVBS | 740 | 2025-07-17 | 1110 | 962 | 962 | 888 | 851 | 814
CCTV | Analog Camera | DS-2CE56D0T-IRMF | HD1080P IR Turret Camera 2.8mm / 3.6mm | • 2 Megapixel high-performance CMOS • Analog HD output, up to 1080P resolution • True Day/Night, Smart IR • Up to 20m IR distance • IP66 weatherproof • Switchable TVI/AHD/CVI/CVBS | 708 | 2025-07-17 | 1062 | 920.4 | 920.4 | 849.6 | 814.2 | 778.8
CCTV | Analog Camera | DS-2CE56D0T-IPF | Turbo HD1080P IR Bullet Camera 2.8mm (Plastic) |  | 509 | 2025-07-17 | 763.5 | 661.7 | 661.7 | 610.8 | 585.35 | 559.9 | PHASED OUT Replacement: DS-2CE76D0T-EXIPF (2.8mm)
CCTV | Analog Camera | DS-2CE76D0T-EXIPF | 2 MP Indoor Fixed Turret Camera 2.8mm |  | 509 | 2025-07-17 | 763.5 | 661.7 | 661.7 | 610.8 | 585.35 | 559.9
CCTV | Analog Camera | DS-2CE16D0T-IPF | Turbo HD1080P IR Bullet Camera 2.8mm (Plastic) |  | 570 | 2025-07-17 | 855 | 741 | 741 | 684 | 655.5 | 627
CCTV | Analog Camera | DS-2CE16D0T-EXIPF | 2 MP Indoor Fixed Turret Camera 2.8mm |  | 550 | 2025-07-17 | 825 | 715 | 715 | 660 | 632.5 | 605
CCTV | Analog Camera | DS-2CE16D0T-IRPF | Turbo HD1080P IR Bullet Camera 2.8mm (Plastic) |  | 613 | 2025-07-17 | 919.5 | 796.9 | 796.9 | 735.6 | 704.95 | 674.3 |  | 570.00 -IONTECH
CCTV | Analog Camera | DS-2CE16D0T-IRF | HD1080P IR Bullet Camera 3.6mm |  | 736 | 2025-07-17 | 1104 | 956.8 | 956.8 | 883.2 | 846.4 | 809.6
CCTV | Analog Camera | DS-2CE56D0T-IRF | HD1080P Indoor IR Turret Camera 3.6mm |  | 736 | 2025-07-17 | 1104 | 956.8 | 956.8 | 883.2 | 846.4 | 809.6
CCTV | Analog Camera | DS-2CE56D0T-IRPF | HD1080P Indoor IR Turret Camera 2.8mm / 3.6mm |  | 534 | 2026-02-04 | 801 | 694.2 | 694.2 | 640.8 | 614.1 | 587.4
CCTV | Analog Camera | DS-2CE56D0T-IT1F | Turbo HD1080P IR Turret Camera 3.6mm |  | 869 | 2025-07-17 | 1303.5 | 1129.7 | 1129.7 | 1042.8 | 999.35 | 955.9
CCTV | Analog Camera | DS-2CE56D0T-IT3F | Turbo HD1080P IR Turret Camera 3.6mm |  | 966 | 2025-07-17 | 1449 | 1255.8 | 1255.8 | 1159.2 | 1110.9 | 1062.6
CCTV | TURBO HD-TVI | DS-2CE17D0T-IT1F | HD1080P Fixed Bullet Camera 3.6mm |  | 934 | 2025-07-17 | 1401 | 1214.2 | 1214.2 | 1120.8 | 1074.1 | 1027.4
CCTV | TURBO HD-TVI | DS-2CE17D0T-IT3F | HD1080P Fixed Bullet Camera 3.6mm |  | 1030 | 2025-07-17 | 1545 | 1339 | 1339 | 1236 | 1184.5 | 1133
CCTV | TURBO HD-TVI | DS-2CE17D0T-IT5F | HD1080P Fixed Bullet Camera 6mm |  | 1127 | 2025-07-17 | 1690.5 | 1465.1 | 1465.1 | 1352.4 | 1296.05 | 1239.7
CCTV | TURBO HD-TVI | DS-2CE16D3T-ITF | 2 MP EXIR Bullet Camera 2.8mm |  | 1107 | 2025-07-17 | 1660.5 | 1439.1 | 1439.1 | 1328.4 | 1273.05 | 1217.7
CCTV | TURBO HD-TVI | DS-2CE16D3T-IT3F | 2 MP EXIR Bullet Camera 3.6mm |  | 1375 | 2025-07-17 | 2062.5 | 1787.5 | 1787.5 | 1650 | 1581.25 | 1512.5
CCTV | TURBO HD-TVI | DS-2CE76D3T-ITMF | 2 MP EXIR Dome Camera 2.8mm |  | 1050 | 2025-07-17 | 1575 | 1365 | 1365 | 1260 | 1207.5 | 1155
CCTV | TURBO HD-TVI | DS-2CE78D3T-IT3F | 2 MP EXIR Dome Camera 2.8mm |  | 1241 | 2025-07-17 | 1861.5 | 1613.3 | 1613.3 | 1489.2 | 1427.15 | 1365.1
CCTV | TURBO HD-TVI | DS-2CE57D3T-VPITF | 2 MP EXIR Dome Camera 3.6mm |  | 1308 | 2025-07-17 | 1962 | 1700.4 | 1700.4 | 1569.6 | 1504.2 | 1438.8
CCTV | TURBO HD-TVI | DS-2CE5AD3T-VPIT3ZF | 2 MP Motorized Vari-focal Dome Camera 2.7-13.5mm |  | 2046 | 2025-07-17 | 3069 | 2659.8 | 2659.8 | 2455.2 | 2352.9 | 2250.6
CCTV | TURBO HD-TVI | DS-2CE5AD3T-AVPIT3ZF | 2 MP Ultra Low Light Vandal Motorized Varifocal Dome Camera | • Strong night performance, capturing images in ultra-low light down to 0.005 lux • Clear imaging even against strong back lighting due to 120 dB true WDR technology • 3D DNR technology delivers clean and sharp images • Lens focuses automatically when zooming in or out • EXIR 2.0: advanced infrared technology with 70 m IR distance • Water and dust resistant (IP67) and vandal proof (IK10) • 4 in 1 (4 signals switchable TVI/AHD/CVI/CVBS | 2247 | 2025-07-17 | 3370.5 | 2921.1 | 2921.1 | 2696.4 | 2584.05 | 2471.7
CCTV | TURBO HD-TVI | DS-2CE19D3T-IT3ZF | 2 MP Motorized Vari-focal Dome Camera 2.7-13.5mm |  | 2046 | 2025-07-17 | 3069 | 2659.8 | 2659.8 | 2455.2 | 2352.9 | 2250.6
CCTV | TURBO HD-TVI | DS-2CE19D3T-AIT3ZF | 2 MP Ultra Low Light Motorized Varifocal Bullet Camera 2.7-13.5mm |  | 2247 | 2025-07-17 | 3370.5 | 2921.1 | 2921.1 | 2696.4 | 2584.05 | 2471.7
CCTV | TURBO HD-TVI | DS-2CE16D8T-IT3ZF | 2 MP Ultra Low-Light VF EXIR Bullet Camera 2.8-12mm |  | 2716 | 2025-07-17 | 4074 | 3530.8 | 3530.8 | 3259.2 | 3123.4 | 2987.6
CCTV | TURBO HD-TVI | DS-2CE56D8T-ITZF | 2 MP Ultra Low-Light VF EXIR Dome Camera 2.8-12mm |  | 2716 | 2025-07-17 | 4074 | 3530.8 | 3530.8 | 3259.2 | 3123.4 | 2987.6
CCTV | TURBO HD-TVI | DS-2CE16H0T-ITPF (C) | 5 MP Bullet Camera 2.8mm |  | 950 | 2025-07-17 | 1425 | 1235 | 1235 | 1140 | 1092.5 | 1045
CCTV | TURBO HD-TVI | DS-2CE16H0T-ITF | 5 MP Bullet Camera 2.8mm |  | 1274 | 2025-07-17 | 1911 | 1656.2 | 1656.2 | 1528.8 | 1465.1 | 1401.4
CCTV | TURBO HD-TVI | DS-2CE17H0T-IT1F（C） | 5MP TURBO HD 30M IR FIXED BULLET 3.6mm |  | 1576 | 2025-07-17 | 2364 | 2048.8 | 2048.8 | 1891.2 | 1812.4 | 1733.6
CCTV | TURBO HD-TVI | DS-2CE17H0T-IT3F（C） | 5MP TURBO HD 40M IR FIXED BULLET 3.6mm |  | 1710 | 2025-07-17 | 2565 | 2223 | 2223 | 2052 | 1966.5 | 1881
CCTV | TURBO HD-TVI | DS-2CE16H0T-IT3ZF | 5 MP Bullet Camera2.7-13.5mm |  | 2850 | 2025-07-17 | 4275 | 3705 | 3705 | 3420 | 3277.5 | 3135
CCTV | TURBO HD-TVI | DS-2CE76H0T-ITPF | 5 MP tURRET Camera 2.8mm |  | 900 | 2025-07-17 | 1350 | 1170 | 1170 | 1080 | 1035 | 990
CCTV | TURBO HD-TVI | DS-2CE76H0T-ITMF© | 5 MP Turret Camera 3.6mm |  | 1274 | 2025-07-17 | 1911 | 1656.2 | 1656.2 | 1528.8 | 1465.1 | 1401.4
CCTV | TURBO HD-TVI | DS-2CE78H0T-IT1F | 5 MP Turret Camera 3.6mm |  | 1509 | 2025-07-17 | 2263.5 | 1961.7 | 1961.7 | 1810.8 | 1735.35 | 1659.9
CCTV | TURBO HD-TVI | DS-2CE78H0T-IT3F | 5 MP Turret Camera 3.6mm |  | 1643 | 2025-07-17 | 2464.5 | 2135.9 | 2135.9 | 1971.6 | 1889.45 | 1807.3
CCTV | TURBO HD-TVI | DS-2CE56H0T-VPITF | 5 MP EXIR Dome Camera 3.6mm |  | 1885 | 2025-07-17 | 2827.5 | 2450.5 | 2450.5 | 2262 | 2167.75 | 2073.5
CCTV | TURBO HD-TVI | DS-2CE57H0T-VPITF | 5 MP Vandal Fixed Dome Camera 3.6mm |  | 1979 | 2025-07-17 | 2968.5 | 2572.7 | 2572.7 | 2374.8 | 2275.85 | 2176.9
CCTV | TURBO HD-TVI | DS-2CE56H0T-ITZF | 5 MP HD Motorized VF EXIR Dome Camera 2.8-12mm |  | 2783 | 2025-07-17 | 4174.5 | 3617.9 | 3617.9 | 3339.6 | 3200.45 | 3061.3
CCTV | 4K Eco Series | DS-2CE16U1T-ITPF | 8 MP Bullet Camera 2.8mm |  | 1918 | 2025-07-17 | 2877 | 2493.4 | 2493.4 | 2301.6 | 2205.7 | 2109.8
CCTV | 4K Eco Series | DS-2CE76U1T-ITPF | 8 MP Turret Camera 2.8mm |  | 1848 | 2025-07-17 | 2772 | 2402.4 | 2402.4 | 2217.6 | 2125.2 | 2032.8
CCTV | HD1080P Audio Series | DS-2CE16D0T-ITPFS | 2 MP Audio Bullet Camera 2.8mm |  | 765 | 2025-07-17 | 1147.5 | 994.5 | 994.5 | 918 | 879.75 | 841.5
CCTV | HD1080P Audio Series | DS-2CE76D0T-ITPFS | 2 MP Audio Dome Camera 2.8mm |  | 720 | 2025-07-17 | 1080 | 936 | 936 | 864 | 828 | 792
CCTV | HD1080P Audio Series | DS-2CE16H0T-ITPFS | 5 MP Audio Bullet Camera 2.8mm |  | 1100 | 2025-07-17 | 1650 | 1430 | 1430 | 1320 | 1265 | 1210
CCTV | TURBO HD-TVI | DS-2CE76H0T-ITPFS | 5 MP Audio Dome Camera 2.8mm |  | 1050 | 2025-07-17 | 1575 | 1365 | 1365 | 1260 | 1207.5 | 1155
CCTV | 1080P Eco ColorVu Series,Turbo HD 5.0 | DS-2CE10DFT-PFC | 2 MP Full Time Color Bullet Camera (PLASTIC) 3.6mm |  | 1104 | 2025-07-17 | 1656 | 1435.2 | 1435.2 | 1324.8 | 1269.6 | 1214.4
CCTV | 1080P Eco ColorVu Series,Turbo HD 5.0 | DS-2CE10DFT-FC | 2 MP Full Time Color Bullet Camera (METAL) 3.6mm |  | 1288 | 2025-07-17 | 1932 | 1674.4 | 1674.4 | 1545.6 | 1481.2 | 1416.8
CCTV | 1080P Eco ColorVu Series,Turbo HD 5.0 | DS-2CE72DFT-FC | 2 MP Full Time Color Turret Camera (METAL) 3.6mm |  | 1165 | 2025-07-17 | 1747.5 | 1514.5 | 1514.5 | 1398 | 1339.75 | 1281.5
CCTV | 1080P Eco ColorVu Series,Turbo HD 5.0 | DS-2CE12DFT-FC | 2 MP Full Time Color Bullet Camera (METAL) 3.6mm |  | 1472 | 2025-07-17 | 2208 | 1913.6 | 1913.6 | 1766.4 | 1692.8 | 1619.2
CCTV | 1080P ColorVu2.0 DF3T Series | DS-2CE10DF3T-PF | 2 MP ColorVu Fixed Mini Bullet Camera 2.8mm |  | 1170 | 2025-07-17 | 1755 | 1521 | 1521 | 1404 | 1345.5 | 1287
CCTV | 1080P ColorVu2.0 DF3T Series | DS-2CE10DF3T-PF | 2 MP ColorVu Fixed Mini Bullet Camera 3.6mm |  | 1367 | 2025-07-17 | 2050.5 | 1777.1 | 1777.1 | 1640.4 | 1572.05 | 1503.7
CCTV | 1080P ColorVu2.0 DF3T Series | DS-2CE10DF3T-F | 2 MP ColorVu Fixed Mini Bullet Camera 3.6mm |  | 1367 | 2025-07-17 | 2050.5 | 1777.1 | 1777.1 | 1640.4 | 1572.05 | 1503.7
CCTV | 1080P ColorVu2.0 DF3T Series | DS-2CE10DF3T-FS | 2 MP ColorVu Fixed Mini Bullet Camera w/ audio 3.6mm |  | 1489 | 2025-07-17 | 2233.5 | 1935.7 | 1935.7 | 1786.8 | 1712.35 | 1637.9
CCTV | 1080P ColorVu2.0 DF3T Series | DS-2CE10DF3T-PFS | 2 MP ColorVu Fixed Mini Bullet Camera w/ Audio 2.8mm |  | 1280 | 2025-07-17 | 1920 | 1664 | 1664 | 1536 | 1472 | 1408
CCTV | 1080P ColorVu2.0 DF3T Series | DS-2CE10DF3T-PFS | 2 MP ColorVu Fixed Mini Bullet Camera w/ Audio 3.6mm |  | 1300 | 2025-07-17 | 1950 | 1690 | 1690 | 1560 | 1495 | 1430
CCTV | 1080P ColorVu2.0 DF3T Series | DS-2CE70DF3T-MF | 2 MP ColorVu Fixed Turret Camera 3.6mm |  | 1244 | 2025-07-17 | 1866 | 1617.2 | 1617.2 | 1492.8 | 1430.6 | 1368.4
CCTV | 1080P ColorVu2.0 DF3T Series | DS-2CE72DF3T-F | 2 MP ColorVu Fixed Turret Camera 3.6mm |  | 1244 | 2025-07-17 | 1866 | 1617.2 | 1617.2 | 1492.8 | 1430.6 | 1368.4
CCTV | 1080P ColorVu2.0 DF3T Series | DS-2CE70DF3T-PF | 2 MP ColorVu Indoor Fixed Turret Camera 2.8mm |  | 1120 | 2025-07-17 | 1680 | 1456 | 1456 | 1344 | 1288 | 1232
CCTV | 1080P ColorVu2.0 DF3T Series | DS-2CE70DF3T-PFS | 2 MP ColorVu Indoor Audio Fixed Turret Camera 2.8mm |  | 1200 | 2025-07-17 | 1800 | 1560 | 1560 | 1440 | 1380 | 1320
CCTV | 1080P ColorVu2.0 DF3T Series | DS-2CE70DF3T-PFS | 2 MP ColorVu Indoor Audio Fixed Turret Camera 3.6mm |  | 1200 | 2025-07-17 | 1800 | 1560 | 1560 | 1440 | 1380 | 1320
CCTV | 1080P ColorVu2.0 DF3T Series | DS-2CE12DF3T-F | 2 MP ColorVu Fixed Bullet Camera 3.6mm |  | 1551 | 2025-07-17 | 2326.5 | 2016.3 | 2016.3 | 1861.2 | 1783.65 | 1706.1
CCTV | 1080P ColorVu2.0 DF3T Series | DS-2CE12DF3T-FS | 2 MP ColorVu Audio Fixed Bullet Camera 3.6mm |  | 1673 | 2025-07-17 | 2509.5 | 2174.9 | 2174.9 | 2007.6 | 1923.95 | 1840.3
CCTV | 1080P ColorVu2.0 DF3T Series | DS-2CE10DF8T-F | 2 MP ColorVu Fixed Mini Bullet Camera 3.6MM |  | 1625 | 2025-07-17 | 2437.5 | 2112.5 | 2112.5 | 1950 | 1868.75 | 1787.5
CCTV | 1080P ColorVu2.0 DF3T Series | DS-2CE70DF8T-MF | 2 MP ColorVu Fixed Turret Camera 3.6MM |  | 1625 | 2025-07-17 | 2437.5 | 2112.5 | 2112.5 | 1950 | 1868.75 | 1787.5
CCTV | 5MP ColorVu Series,Turbo HD 5.0 | DS-2CE10HFT-F | 5 MP Full Time Color Bullet Camera 3.6MM |  | 1850 | 2025-07-17 | 2775 | 2405 | 2405 | 2220 | 2127.5 | 2035
CCTV | TURBO HD-TVI | DS-2CE72HFT-F | 5 MP Full Time Color Turret Camera 3.6MM |  | 1962 | 2025-07-17 | 2943 | 2550.6 | 2550.6 | 2354.4 | 2256.3 | 2158.2
CCTV | TURBO HD-TVI | DS-2CE12HFT-F | 5 MP Full Time Color Bullet Camera 3.6MM |  | 2146 | 2025-07-17 | 3219 | 2789.8 | 2789.8 | 2575.2 | 2467.9 | 2360.6
CCTV | 3K ColorVu 2.0 KF3T Series | DS-2CE70KF0T-MFS | 3K ColorVu Audio Fixed Turret Camera 2.8MM |  | 1560 | 2025-07-17 | 2340 | 2028 | 2028 | 1872 | 1794 | 1716
CCTV | 3K ColorVu 2.0 KF3T Series | DS-2CE10KF0T-FS | 3K ColorVu Audio Fixed Bullet Camera 2.8MM |  | 1700 | 2025-07-17 | 2550 | 2210 | 2210 | 2040 | 1955 | 1870
CCTV | 3K ColorVu 2.0 KF3T Series | DS-2CE10KF3T | 3K ColorVu Fixed Mini Bullet Camera 3.6MM |  | 1850 | 2025-07-17 | 2775 | 2405 | 2405 | 2220 | 2127.5 | 2035
CCTV | TURBO HD-TVI | DS-2CE72KF3T | 3K ColorVu Fixed Turret Camera 3.6MM |  | 1962 | 2025-07-17 | 2943 | 2550.6 | 2550.6 | 2354.4 | 2256.3 | 2158.2
CCTV | TURBO HD-TVI | DS-2CE12KF3T | 3K ColorVu Fixed Mini Bullet Camera 3.6MM |  | 2146 | 2025-07-17 | 3219 | 2789.8 | 2789.8 | 2575.2 | 2467.9 | 2360.6
CCTV | 4K ColorVu 2.0 UF3T-E Series | DS-2CE10UF3T-E | 4K ColorVu PoC Fixed Mini Bullet Camera 2.8MM/3.6MM |  | 2925 | 2025-07-17 | 4387.5 | 3802.5 | 3802.5 | 3510 | 3363.75 | 3217.5
CCTV | 4K ColorVu 2.0 UF3T-E Series | DS-2CE72UF3T-E | 4K ColorVu PoC Fixed Turret Camera 3.6MM |  | 3120 | 2025-07-17 | 4680 | 4056 | 4056 | 3744 | 3588 | 3432
CCTV | 1080P Starlight PIR Series | DS-2CE11D0T-PIRLP | 2 MP PIR Bullet Camera 3.6MM |  | 901 | 2025-07-17 | 1351.5 | 1171.3 | 1171.3 | 1081.2 | 1036.15 | 991.1
CCTV | 1080P Starlight PIR Series | DS-2CE12D0T-PIRL | 2 MP PIR Bullet Camera 3.6MM |  | 1159 | 2025-07-17 | 1738.5 | 1506.7 | 1506.7 | 1390.8 | 1332.85 | 1274.9
CCTV | 1080P Starlight PIR Series | DS-2CE71D0T-PIRLP | 2 MP PIR Turret Camera 2.8mm |  | 966 | 2025-07-17 | 1449 | 1255.8 | 1255.8 | 1159.2 | 1110.9 | 1062.6
CCTV | 1080P Starlight PIR Series | DS-2CE71D0T-PIRL | 2 MP PIR Turret Camera 2.8mm |  | 1030 | 2025-07-17 | 1545 | 1339 | 1339 | 1236 | 1184.5 | 1133
CCTV | 1080P Starlight PIR Series | DS-2CE11D8T-PIRL | 2 MP Ultra-Low Light PIR Bullet Camera 3.6mm |  | 1320 | 2025-07-17 | 1980 | 1716 | 1716 | 1584 | 1518 | 1452
CCTV | 1080P Starlight PIR Series | DS-2CE71D8T-PIRL | 2 MP Ultra-Low Light PIR Turret Camera 3.6mm |  | 1320 | 2025-07-17 | 1980 | 1716 | 1716 | 1584 | 1518 | 1452
CCTV | 1080P Starlight PIR Series | DS-2CE72DFT-PIRXOF | 2 MP PIR Siren Full Time Color Dome Camera 3.6mm |  | 2028 | 2025-07-17 | 3042 | 2636.4 | 2636.4 | 2433.6 | 2332.2 | 2230.8
CCTV | 1080P Starlight PIR Series | DS-2CE12DFT-PIRXOF | 2• IP MP PIR Siren Full Time Color Bullet 67 Camera 3.6mm |  | 2221 | 2025-07-17 | 3331.5 | 2887.3 | 2887.3 | 2665.2 | 2554.15 | 2443.1
CCTV |  | DS-2CE72DF3T-PIRXOS | 2 MP ColorVu PIR Siren Audio Fixed Turret Camera |  | 2583 | 2025-07-17 | 3874.5 | 3357.9 | 3357.9 | 3099.6 | 2970.45 | 2841.3
CCTV |  | DS-2CE12DF3T-PIRXOS | 2 MP ColorVu PIR Siren Audio Fixed Bullet Camera |  | 2798 | 2025-07-17 | 4197 | 3637.4 | 3637.4 | 3357.6 | 3217.7 | 3077.8
CCTV | 1080P Pinhole Camera | DS-2CS54D8T-PH | 2 MP Pinhole Camera 3.7mm |  | 2267 | 2025-07-17 | 3400.5 | 2947.1 | 2947.1 | 2720.4 | 2607.05 | 2493.7
CCTV | Turbo HD PTZ (Speed Dome) | DS-2AE4225TI-D(E) with bracket | HD1080P Turbo IR PTZ Dome Camera 4~92.0mm |  | 11090 | 2025-07-17 | 16635 | 14417 | 14417 | 13308 | 12753.5 | 12199
CCTV | Turbo HD PTZ (Speed Dome) | DS-2AE5223TI-A | HD1080P Turbo IR PTZ Dome Camera 4~92.0mm |  | 17290 | 2025-07-17 | 25935 | 22477 | 22477 | 20748 | 19883.5 | 19019
CCTV | Turbo HD PTZ (Speed Dome) | DS-2AE5225TI-A € with bracket | 2 MP IR Turbo 5-Inch Speed Dome 4.8~120mm |  | 10114 | 2025-07-17 | 15171 | 13148.2 | 13148.2 | 12136.8 | 11631.1 | 11125.4
CCTV | Turbo HD PTZ (Speed Dome) | DS-2AE7232TI-A (D) | 2 MP IR Turbo 7-Inch Speed Dome |  | 19461 | 2025-07-17 | 29191.5 | 25299.3 | 25299.3 | 23353.2 | 22380.15 | 21407.1
CCTV | Turbo HD DVR | DS-7204HGHI-F1(S) | 4CH Turbo HD DVR 720P |  | 1226 | 2025-07-17 | 1839 | 1593.8 | 1593.8 | 1471.2 | 1409.9 | 1348.6
CCTV | Turbo HD DVR | DS-7204HGHI-K1(S) | 4CH Turbo HD DVR 1080P |  | 1533 | 2025-07-17 | 2299.5 | 1992.9 | 1992.9 | 1839.6 | 1762.95 | 1686.3
CCTV | Turbo HD DVR | DS-7208HGHI-KN / DS-7208HGHI-F1/N(S) | 8-ch 1080p Lite 1U H.264 DVR 1080P |  | 1900 | 2025-07-17 | 2850 | 2470 | 2470 | 2280 | 2185 | 2090
CCTV | Turbo HD DVR | DS-7208HGHI-K1(S) | 8CH Turbo HD DVR 1080P |  | 2146 | 2025-07-17 | 3219 | 2789.8 | 2789.8 | 2575.2 | 2467.9 | 2360.6
CCTV | Turbo HD DVR | DS-7216HGHI-K1(S) | 16CH Turbo HD DVR 1080P |  | 3679 | 2025-07-17 | 5518.5 | 4782.7 | 4782.7 | 4414.8 | 4230.85 | 4046.9
CCTV | Turbo HD DVR | DS-7204HQHI-K1/E(S) | 4CH Turbo HD DVR 1080P |  | 2105 | 2025-07-17 | 3157.5 | 2736.5 | 2736.5 | 2526 | 2420.75 | 2315.5
CCTV | Turbo HD DVR | DS-7208HQHI-K1/E(S) | 8CH Turbo HD DVR 1080P |  | 3290 | 2025-07-17 | 4935 | 4277 | 4277 | 3948 | 3783.5 | 3619
CCTV | Turbo HD DVR | DS-7216HQHI-K1/E(S) | 16CH Turbo HD DVR 1080P |  | 6000 | 2025-07-17 | 9000 | 7800 | 7800 | 7200 | 6900 | 6600
CCTV | Turbo HD DVR | DS-7216HQHI-K2(S) | 16CH Turbo HD DVR - 2 SATA INTERFACE 1080P |  | 6681 | 2025-07-17 | 10021.5 | 8685.3 | 8685.3 | 8017.2 | 7683.15 | 7349.1
CCTV | Turbo HD DVR | DS-7308HQHI-K4 | Turbo HD DVR 3M/4MP |  | 14557 | 2025-07-17 | 21835.5 | 18924.1 | 18924.1 | 17468.4 | 16740.55 | 16012.7
CCTV | Turbo HD DVR | DS-7316HQHI-K4 | Turbo HD DVR 3M/4MP Lite(Turbo HD), 4MP(IP Video |  | 19278 | 2025-07-17 | 28917 | 25061.4 | 25061.4 | 23133.6 | 22169.7 | 21205.8
CCTV | Turbo HD DVR | DS-7224HQHI-K2 | 24-ch 1080p 1U H.265 DVR 3M/4MP Lite(Turbo HD), 4MP(IP Video) |  | 11908 | 2025-07-17 | 17862 | 15480.4 | 15480.4 | 14289.6 | 13694.2 | 13098.8
CCTV | Turbo HD DVR | DS-7324HQHI-K4 | Turbo HD DVR |  | 24314 | 2025-07-17 | 36471 | 31608.2 | 31608.2 | 29176.8 | 27961.1 | 26745.4
CCTV | Turbo HD DVR | DS-7232HQHI-K2 | 32-ch 1080p 1U H.265 DVR |  | 14300 | 2025-07-17 | 21450 | 18590 | 18590 | 17160 | 16445 | 15730
CCTV | Turbo HD DVR | DS-7332HQHI-K4 | Turbo HD DVR |  | 29822 | 2025-07-17 | 44733 | 38768.6 | 38768.6 | 35786.4 | 34295.3 | 32804.2
CCTV | Turbo HD DVR | DS-7604HUHI-F1/N | 4 CH Turbo HD DVR |  | 3898 | 2025-07-17 | 5847 | 5067.4 | 5067.4 | 4677.6 | 4482.7 | 4287.8
CCTV | Turbo HD DVR | DS-7608HUHI-F2/N | 8 CH Turbo HD DVR |  | 6373 | 2025-07-17 | 9559.5 | 8284.9 | 8284.9 | 7647.6 | 7328.95 | 7010.3
CCTV | Turbo HD DVR | DS-7204HUHI-K1/E(S) | 4 CH TURBO HD DVR |  | 3100 | 2025-07-17 | 4650 | 4030 | 4030 | 3720 | 3565 | 3410
CCTV | Turbo HD DVR | DS-7208HUHI-K1/E(S) | 8 CH TURBO HD DVR |  | 5675 | 2025-07-17 | 8512.5 | 7377.5 | 7377.5 | 6810 | 6526.25 | 6242.5
CCTV | Turbo HD DVR | DS-7208HUHI-K1(S) | 8CH TURBO HD DVR |  | 5563 | 2025-07-17 | 8344.5 | 7231.9 | 7231.9 | 6675.6 | 6397.45 | 6119.3
CCTV | Turbo HD DVR | DS-7216HUHI-K2(S) | 16CH TURBO HD DVR |  | 13000 | 2025-07-17 | 19500 | 16900 | 16900 | 15600 | 14950 | 14300 | PHASED OUT Replacement: iDS-7216HUHI-M2/S (C)
CCTV | Turbo HD DVR | iDS-7216HUHI-M2/S© | 16CH TURBO HD DVR |  | 13000 | 2025-07-17 | 19500 | 16900 | 16900 | 15600 | 14950 | 14300
CCTV | Turbo HD DVR | DS-7324HUHI-K4 | 4-ch 5 MP 1.5U H.265 DVR |  | 38871 | 2025-07-17 | 58306.5 | 50532.3 | 50532.3 | 46645.2 | 44701.65 | 42758.1
CCTV | Turbo HD DVR | DS-7332HUHI-K4 | 32-ch 5 MP 1.5U H.265 DVR |  | 43199 | 2025-07-17 | 64798.5 | 56158.7 | 56158.7 | 51838.8 | 49678.85 | 47518.9
CCTV | Turbo HD DVR | iDS-7204HQHI-M1/S | 4 CH 1U Turbo AcuSense DVR |  | 2345 | 2025-07-17 | 3517.5 | 3048.5 | 3048.5 | 2814 | 2696.75 | 2579.5
CCTV | Turbo HD DVR | iDS-7208HQHI-M1/S | 8 CH 1U Turbo AcuSense DVR |  | 3550 | 2025-07-17 | 5325 | 4615 | 4615 | 4260 | 4082.5 | 3905
CCTV | Turbo HD DVR | iDS-7216HQHI-M1/S | 16-ch 1080p 1U H.265 AcuSense DVR |  | 6550 | 2025-07-17 | 9825 | 8515 | 8515 | 7860 | 7532.5 | 7205
CCTV | Turbo HD DVR | iDS-7216HQHI-M2/S | 16- ch 1080p 1U H.265 AcuSense DVR |  | 7750 | 2025-07-17 | 11625 | 10075 | 10075 | 9300 | 8912.5 | 8525
CCTV | Turbo HD DVR | iDS-7232HQHI-M2/S | 32-ch 1080p 1U H.265 AcuSense DVR |  | 14300 | 2025-07-17 | 21450 | 18590 | 18590 | 17160 | 16445 | 15730
CCTV | Turbo HD DVR | IDS-7204HUHI-M1/E | 4-ch 5MP 1U H.265 AcuSense DVR |  | 3000 | 2025-07-17 | 4500 | 3900 | 3900 | 3600 | 3450 | 3300
CCTV | Turbo HD DVR | iDS-7208HUHI-M1/S | 8-ch 5 MP 1U H.265 AcuSense DVR |  | 6450 | 2025-07-17 | 9675 | 8385 | 8385 | 7740 | 7417.5 | 7095
CCTV | Turbo HD DVR | iDS-7216HUHI-M2/S | 16-ch 5 MP 1U H.265 AcuSense DVR |  | 13000 | 2025-07-17 | 19500 | 16900 | 16900 | 15600 | 14950 | 14300
CCTV | Turbo HD DVR | iDS-7204HTHI-M1/S(C) | 4-ch 4K 1U H.265 AcuSense DVR |  | 6961 | 2025-07-17 | 10441.5 | 9049.3 | 9049.3 | 8353.2 | 8005.15 | 7657.1
CCTV | Turbo HD DVR | iDS-7208HTHI-M2/S(C) | 8-ch 4K 1U H.265 AcuSense DVR |  | 13543 | 2025-07-17 | 20314.5 | 17605.9 | 17605.9 | 16251.6 | 15574.45 | 14897.3
CCTV PACKAGE |  | TVI-4CH2D2B-1MP | 720P CCTV PACKAGE | Package Inclusions: 1unit - DS-7204HGHI-F1 2units- DS-2CE16C0T-IRPF(3.6mm) 2units - DS-2CE56C0T-IRPF (3.6mm) Accessories: 4pcs - 18meters Coaxial Cable 1pc - 4-Way Splitter 1pc - Power Supply Adaptor 1pc - Mouse | 4091 | 2025-07-17 | 6136.5 | 5318.3 | 5318.3 | 4909.2 | 4704.65 | 4500.1
CCTV PACKAGE |  | TVI-4CH2D2B-2MP-Eco | 1080P CCTV PACKAGE | Package Inclusions: 1unit - DS-7204HGHI-K1 2units- DS-2CE16D0T-IPF(3.6mm) 2units - DS-2CE56D0T-IPF (3.6mm) --------------------------------------- Accessories: 4pcs - 18meters Coaxial Cable 1pc - 4-Way Splitter 1pc - Power Supply Adaptor 1pc - Mouse | 4700 | 2025-07-17 | 7050 | 6110 | 6110 | 5640 | 5405 | 5170
CCTV PACKAGE |  | TVI-4CH2D2B-2MP | 1080P CCTV PACKAGE | Package Inclusions: 1unit - DS-7204HQHI-K1 2units- DS-2CE16D0T-IRPF(3.6mm) 2units - DS-2CE56D0T-IRPF (3.6mm) --------------------------------------- Accessories: 4pcs - 18meters Coaxial Cable 1pc - 4-Way Splitter 1pc - Power Supply Adaptor 1pc - Mouse | 5904 | 2025-07-17 | 8856 | 7675.2 | 7675.2 | 7084.8 | 6789.6 | 6494.4
CCTV PACKAGE |  | TVI-4CH2D2B-5MP | 5MP CCTV PACKAGE | Package Inclusions: 1unit - DS-7204HUHI-K1/E 2units - DS-2CE16H0T-ITPF (3.6mm) 2units - DS-2CE56H0T-ITPF (3.6mm) --------------------------------------- Accessories: 4pcs - 18meters Coaxial Cable 1pc - 4-Way Splitter 1pc - Power Supply Adaptor 1pc - Mouse | 7820 | 2025-07-17 | 11730 | 10166 | 10166 | 9384 | 8993 | 8602
CCTV PACKAGE |  | TVI-8CH4D4B-1MP | 720P CCTV PACKAGE | Package Inclusions: 1unit - DS-7208HGHI-F1 4units- DS-2CE16C0T-IRPF(3.6mm) 4units - DS-2CE56C0T-IRPF (3.6mm) --------------------------------------- Accessories: 8pcs - 18meters Coaxial Cable 1pc - 8-Way Splitter 1pc - Power Supply Adaptor 1pc - Mouse | 7104 | 2025-07-17 | 10656 | 9235.2 | 9235.2 | 8524.8 | 8169.6 | 7814.4
CCTV PACKAGE |  | TVI-8CH4D4B-2MP-Eco | Package Inclusions: 1unit - DS-7208HGHI-K1 4units- DS-2CE16D0T-IPF(3.6mm) 4units - DS-2CE56D0T-IPF (3.6mm) --------------------------------------- Accessories: 8pcs - 18meters Coaxial Cable 1pc - 8-Way Splitter 1pc - Power Supply Adaptor 1pc - Mouse |  | 7900 | 2025-07-17 | 11850 | 10270 | 10270 | 9480 | 9085 | 8690
CCTV PACKAGE |  | TVI-8CH4D4B-2MP | Package Inclusions: 1unit - DS-7208HQHI-K1 4units- DS-2CE16D0T-IRPF(3.6mm) 4units - DS-2CE56D0T-IRPF (3.6mm) --------------------------------------- Accessories: 8pcs - 18meters Coaxial Cable 1pc - 8-Way Splitter 1pc - Power Supply Adaptor 1pc - Mouse |  | 10263 | 2025-07-17 | 15394.5 | 13341.9 | 13341.9 | 12315.6 | 11802.45 | 11289.3
CCTV PACKAGE |  | TVI-8CH4D4B-5MP | Package Inclusions: 1unit - DS-7208HUHI-K1/E 4units - DS-2CE16H0T-ITPF (3.6mm) 4units - DS-2CE56H0T-ITPF (3.6mm) --------------------------------------- Accessories: 8pcs - 18meters Coaxial Cable 1pc - 4-Way Splitter 1pc - Power Supply Adaptor 1pc - Mous |  | 14500 | 2025-07-17 | 21750 | 18850 | 18850 | 17400 | 16675 | 15950
CCTV PACKAGE |  | TVI-Lite-4CH2D2B-2MP-ColorVu | 720P CCTV PACKAGE | Package Inclusions: 1unit - DS-7204HGHI-K1(S) 2units - DS-2CE10DF3T-PFS(3.6mm) 2units - DS-2CE70DF3T-PFS(3.6mm) --------------------------------------- Accessories: 4pcs - 18meters Coaxial Cable 1pc - 4-Way Splitter 1pc - Power Supply Adaptor 1pc - Mouse | 7248 | 2025-07-17 | 10872 | 9422.4 | 9422.4 | 8697.6 | 8335.2 | 7972.8
CCTV PACKAGE |  | TVI-Lite-8CH4D4B-2MP-ColorVu | 720P CCTV PACKAGE | Package Inclusions: 1unit - DS-7208HGHI-K1(S) 4units - DS-2CE10DF3T-PFS(3.6mm) 4units - DS-2CE70DF3T-PFS(3.6mm) --------------------------------------- Accessories: 4pcs - 18meters Coaxial Cable 1pc - 4-Way Splitter 1pc - Power Supply Adaptor 1pc - Mouse | 13051 | 2025-07-17 | 19576.5 | 16966.3 | 16966.3 | 15661.2 | 15008.65 | 14356.1
[6 empty] | 2025-07-17 | 0 | 0 | 0 | 0 | 0 | 0
CCTV | HS-TF-C1(STD)/32G/ZAZ01X00/OD | 32G | microSDHC™/32G/Class 10 and UHS-I / TLC Up to 92MB/s read speed, 15MB/s write speed, V10 |  | 173 | 2025-07-17 | 259.5 | 224.9 | 224.9 | 207.6 | 198.95 | 190.3
CCTV | HS-TF-C1(STD)/64G/ZAZ01X00/OD | 64G | microSDXC™/64G/Class 10 and UHS-I / TLC Up to 92MB/s read speed, 30MB/s write speed, V30 |  | 230 | 2025-07-17 | 345 | 299 | 299 | 276 | 264.5 | 253
CCTV | HS-TF-C1(STD)/128G/ZAZ01X00/OD | 128G | microSDXC™/128G/Class 10 and UHS-I / TLC Up to 92MB/s read speed, 40MB/s write speed, V30 |  | 742 | 2025-07-17 | 1113 | 964.6 | 964.6 | 890.4 | 853.3 | 816.2
[6 empty] | 2025-07-17 | 0 | 0 | 0 | 0 | 0 | 0
[6 empty] | 2025-07-17 | 0 | 0 | 0 | 0 | 0 | 0
CCTV | Turbo HD-DVI | DS-D6043TL/V | STANDALONE FINGERPRINT TIME ATTENDANCE TERMINAL | 43", Floor-standing, 10 points touch, Andriod, 1080p, 400cd/m2, VGA/HDMI/RJ45/USB/WIFI, built in 32GB SD | 70320 | 2025-07-17 | 105480 | 91416 | 91416 | 84384 | 80868 | 77352
CCTV | Turbo HD-DVI | DS-K1A8503F | STANDALONE FINGERPRINT TIME ATTENDANCE TERMINAL | • 2.4-inch LCD screen to display time, date, week, and attendance information • Remotely adds fingerprints to the system • TCP/IP communication • 1:N mode accurate and fast fingerprint recognition (recognition duration < 1 s) • Max. 1000 users, Max. 1000 fingerprints, and Max. 100,000 events records • Stand-alone operation (supports adding persons, and fingerprints locally) • Downloads attendance reports by USB flash drive • Up to 32 normal shifts, 32 man-hour shifts, and 32 attendance holiday schedules can be configured • Generates reports automatically • Supports multiple languages: English, Vietnamese, Brazilian Portuguese, Spanish, French, Italian | 1860 | 2025-07-17 | 2790 | 2418 | 2418 | 2232 | 2139 | 2046
CCTV | Turbo HD-DVI | DS-K1A8503MF | STANDALONE FINGERPRINT TIME ATTENDANCE TERMINAL | • 2.4-inch LCD screen to display time, date, week, and attendance information • Remotely adds fingerprints to the system • TCP/IP communication • 1:N mode accurate and fast fingerprint recognition (recognition duration < 1 s) • Max. 1000 users, Max. 1000 fingerprints, and Max. 100,000 events records • Stand-alone operation (supports adding persons, cards and fingerprints locally) • M1 card (supports metal environment) • Card reading distance: 0~5cm • Downloads attendance reports by USB flash drive • Up to 32 normal shifts, 32 man-hour shifts, and 32 attendance holiday schedules can be configured • Generates reports automatically • Supports multiple languages: English, Vietnamese, Brazilian Portuguese, Spanish, French, Italian | 1993 | 2025-07-17 | 2989.5 | 2590.9 | 2590.9 | 2391.6 | 2291.95 | 2192.3
CCTV | Turbo HD-DVI | DS-K1A8503MF-B | STANDALONE FINGERPRINT TIME ATTENDANCE TERMINAL | • 2.4-inch LCD Display Fingerprint Time Attandence Terminal, Built-in Mifare card reading module • Communication: TCP/IP,EHome; • 1000 users, 1000 fingerprints,1000 card and Max. 100,000 event records; • Supports Time Attendance function, • generating Reports Automatically • Optical Fingerprint Module; • Supports 6 attendance status, including check in, check out, break in, break out, overtime in, overtime out • multiple languages: English, Vietnamese, Brazilian Portuguese, Spanish, French, Italian, Arabic, and Thai • Power supply:5 VDC/1 A, Supports Lithium Battery. • color:white | 2316 | 2025-07-17 | 3474 | 3010.8 | 3010.8 | 2779.2 | 2663.4 | 2547.6
CCTV | Turbo HD-DVI | DS-K1T8003EF | STANDALONE FINGERPRINT TIME ATTENDANCE TERMINAL | 2.4-inch LCD Display Fingerprint Access Control Terminal, Built-in EM card reading module Communication: TCP/IP,ISUP5.0; 1000 users, 1000 fingerprints,1000 card and Max. 100,000 event records; Support Access Control and Time Attendance Function, Optical Fingerprint Module; Supports 6 attendance status, including check in, check out, break in, break out, overtime in, overtime out multiple languages: English, Spanish, Italian, French, Portuguese (Brazilian), Vietnamese, Arabic, Thai, Turkish, Indonesian, Ukrainian Remotely opens door via Hik-Connect mobile client Tamper alarm. color:silver Power adapter included in the package | 2316 | 2025-07-17 | 3474 | 3010.8 | 3010.8 | 2779.2 | 2663.4 | 2547.6
CCTV | Turbo HD-DVI | DS-K1T8003MF | STANDALONE FINGERPRINT TIME ATTENDANCE TERMINAL | • 2.4-inch LCD Display Fingerprint Access Control Terminal, Built-in Mifare card reading module, • Communication: TCP/IP,EHome; • 1000 users, 1000 fingerprints,1000 card and Max. 100,000 event records; • Support Access Control and Time Attendance Function, Optical Fingerprint Module; • Supports 6 attendance status, including check in, check out, break in, break out, overtime in, overtime out • multiple languages: English, Vietnamese, Brazilian Portuguese, Spanish, French, Italian, Arabic, and Thai • Remotely opens door via Hik-Connect mobile client • Tamper alarm. • color:silver | 2316 | 2025-07-17 | 3474 | 3010.8 | 3010.8 | 2779.2 | 2663.4 | 2547.6
CCTV | Turbo HD-DVI | DS-PWA64-Kit-WB | WIRELESS INTRUSION ALARM KIT | Component: ● DS-PWA64-L-WB * 1 ● DS-PKF1-WB * 1 ● DS-PDP15P-EG2-WB * 1 ● DS-PDMC-EG2-WB | 6230 | 2025-07-17 | 9345 | 8099 | 8099 | 7476 | 7164.5 | 6853
CCTV | Turbo HD-DVI | IC S50 | ACCESS CONTROL | Mifare 1 Contactless Smart card, Frequency: 13.56vMHz. | 40 | 2025-07-17 | 60 | 52 | 52 | 48 | 46 | 44
CCTV | Turbo HD-DVI | S50+TK4100 | ACCESS CONTROL | Mifare1+EM, Dual Freq Card. | 47 | 2025-07-17 | 70.5 | 61.1 | 61.1 | 56.4 | 54.05 | 51.7
CCTV | Turbo HD-DVI | DS-K4H258S | ACCESS CONTROL | Single-door Magnetic Lock, 280kg Linear Thrust, 12 | 958 | 2025-07-17 | 1437 | 1245.4 | 1245.4 | 1149.6 | 1101.7 | 1053.8
CCTV | Turbo HD-DVI | DS-K4H258-U | ACCESS CONTROL | U-Bracket of Magnetic Lock, for DS-K4H258S/D | 228 | 2025-07-17 | 342 | 296.4 | 296.4 | 273.6 | 262.2 | 250.8
CCTV | Turbo HD-DVI | DS-K4H258-LZ | ACCESS CONTROL | LZ-Bracket of Magnetic Lock, for DS-K4H258S | 531 | 2025-07-17 | 796.5 | 690.3 | 690.3 | 637.2 | 610.65 | 584.1
CCTV | Turbo HD-DVI | DS-K1102MK | ACCESS CONTROL | • DS-K1102MK (M1 Card, Keypad) • PC+ABS material shell with PMMA panel design and alloy decoration • Equipped with the 32-bit high-speed processor • Built-in audible beeper • Display the reader status with LED indicator • DIP switch • RS485 and Wiegand (W26/ W34) protocol • Tamper-proof alarm V Online upgrade function (under the 485 communication mode). Card reader can degrade to pre- upgrade status in case of upgrading failed • Watchdog design for repairing itself in case that exception occurs, to ensure the long service life of the reader • Dust-proof and water-proof design • Build-in EM card reading module (Frequency:125KHz). Supports reading EM card No. (DS- K1102E/DS-K1102EK) • Build-in Mifare card reading module (Frequency: 13.56MHz). Meets the standard of ISO 14443-A. Supports reading Mifare card No (DS-K1102M/DS- K1102MK) | 1235 | 2025-07-17 | 1852.5 | 1605.5 | 1605.5 | 1482 | 1420.25 | 1358.5
CCTV | Turbo HD-DVI | DS-K1104MK | ACCESS CONTROL | • DS-K1104MK (M1 Card, Keypad) • PC + zinc-alloy material shell (material protection level is IK 10) • Equipped with the 32-bit high-speed processor • Built-in audible beeper • Display the reader status with LED indicator • DIP switch • RS485 and Wiegand(W26/W34) protocol • Tamper-proof alarm • Online upgrade function (under the 485 communication mode), and card reader can degrade to pre-upgrade status in case of upgrading failed • Watchdog design for repairing itself in case that exception occurs, to ensure the long service life of the reader • Dust-proof and water-proof design • Read Mifare card and obtain the card No. | 2382 | 2025-07-17 | 3573 | 3096.6 | 3096.6 | 2858.4 | 2739.3 | 2620.2
CCTV | Turbo HD-DVI | DS-K1F100-D8E | ACCESS CONTROL | Plug-and-play USB with no-driver technology; Supports various card types (Mifare card and EM card). Card Issuer for Project Market | 1262 | 2025-07-17 | 1893 | 1640.6 | 1640.6 | 1514.4 | 1451.3 | 1388.2
CCTV | Turbo HD-DVI | DS-K1F820-F | ACCESS CONTROL | Plug-and-play USB with no-driver technology, USB 2.0; Fingerprint enrollment for DS-K1T201, DS-K1201, DS- K1T804, DS-K1A802 and DS-K1T501. | 2382 | 2025-07-17 | 3573 | 3096.6 | 3096.6 | 2858.4 | 2739.3 | 2620.2
CCTV | Turbo HD-DVI | DS-K1F600-D6E-F | ACCESS CONTROL | Supports enrolling face picture, fingerprint, 13.56 MHz Mifare 1 card, and 125KHz EM card. 3.97-inch LCD touch screen,2 Mega pixel wide-angle lens; Supports TCP/IP,communication,DC 12V/2A Dimensions:121.6 mm × 137.9 mm × 125 mm (4.8" × 5.4" × 4.9") | 9879 | 2025-07-17 | 14818.5 | 12842.7 | 12842.7 | 11854.8 | 11360.85 | 10866.9
CCTV | Turbo HD-DVI | DS-K1T502DBWX | ACCESS CONTROL Storage with 100,000 cards and 300,000 events | Access Control Terminal, 2 Mega pixels camera, Built-in Mifare card, Felica card,DESfire card reading module and Bluetooth module; integrate the access control and video intercoms IP65、IK08,increased stability with zinc alloy materials Storage with 100,000 cards and 300,000 events; support mobile APP hikconnect Supports two-way audio intercom; Uplink Communication: TCP/IP, WIFI; Downlink Communication: RS-485; | 4512 | 2025-07-17 | 6768 | 5865.6 | 5865.6 | 5414.4 | 5188.8 | 4963.2
CCTV | Turbo HD-DVI | DS-K1T502DBFWX | ACCESS CONTROL Storage with 100,000 cards, 10,000 fingerprints and 300,000 events | Access Control Terminal, 2 Mega pixels camera, Built-in Mifare card, Felica card,DESfire card reading module; integrate the access control and video intercoms IP65、IK08,increased stability with zinc alloy materials Storage with 100,000 cards, 10,000 fingerprints and 300,000 events; support mobile APP hikconnect Supports two-way audio intercom,capacitive Fingerprint Module; Uplink Communication: TCP/IP, WIFI; Downlink Communication: RS-485; | 5664 | 2025-07-17 | 8496 | 7363.2 | 7363.2 | 6796.8 | 6513.6 | 6230.4
CCTV | Turbo HD-DVI | DS-K1T804EF | ACCESS CONTROL 3,000 fingerprints 3,000 cards | LCD Display Standalone Access Control Terminal, Built- in EM card reading module, Storage with 3,000 cards, 3,000 fingerprints and 100,000 access control events; Support Access Control and Time Attendance Function, Optical Fingerprint Module; Uplink Communication: TCP-IP, WIFI; Downlink Communication: RS485(Connect to Secure Module); Supports Wiegand out(W26/W34) and Wiegand in(W26/W34). | 2860 | 2025-07-17 | 4290 | 3718 | 3718 | 3432 | 3289 | 3146
CCTV | Turbo HD-DVI | DS-K1T804MF | ACCESS CONTROL 3,000 fingerprints 3,000 cards | LCD Display Standalone Access Control Terminal, Built- in Mifare card reading module, Storage with 3,000 cards, 3,000 fingerprints and 100,000 access control events; Support Access Control and Time Attendance Function, Optical Fingerprint Module; Uplink Communication: TCP-IP, WIFI; Downlink Communication: RS485(Connect to Secure Module); Supports Wiegand out(W26/W34) and Wiegand in(W26/W34). | 2860 | 2025-07-17 | 4290 | 3718 | 3718 | 3432 | 3289 | 3146
CCTV | Turbo HD-DVI | DS-K1T804AMF | ACCESS CONTROL 3,000 fingerprints 3,000 cards | 2.4 inch LCD Display Standalone Access Control Terminal, Built-in Mifare card reading module, Storage with 3,000 cards, 3,000 fingerprints and 100,000 access control events; Support Access Control and Time Attendance Function, Optical Fingerprint Module; Uplink Communication: TCP-IP, WIFI; Downlink Communication: RS485(Connect to Secure Module); Supports Wiegand out(W26/W34) and Wiegand in(W26/W34). Supports ISUP5.0, ISAPI multiple languages: English, Spanish, Italian, French, Portuguese (Brazilian), Vietnamese, Arabic, Thai, Turkish, Indonesian, Ukrainian Power adapter included in the package 4 colours availabe (Black, Glod, Silver and White), remark colour choices when placing order. | 3000 | 2025-07-17 | 4500 | 3900 | 3900 | 3600 | 3450 | 3300
CCTV | Turbo HD-DVI | DS-KAS261 | ACCESS CONTROL | ACCESS CONTROL KIT The Kit includes: Fingerprint terminal: DS-K1T804MF x1 Single-door Magnetic Lock: DS-K4H258S x1 Single-door Magnetic Lock bracket: DS-K4H258-LZ x1 Push button: DS-K7P01 x1 | 4308 | 2025-07-17 | 6462 | 5600.4 | 5600.4 | 5169.6 | 4954.2 | 4738.8
CCTV | Turbo HD-DVI | DS-K1T331 | ACCESS CONTROL Max.300 faces capacity | Face Recognition Access Control Terminal, 3.97-inch LCD touch screen,2 Mega pixel wide-angle lens; Max.300 faces capacity; Supports TCP/IP,communication,DC 12V/2A Application Situation: Indoor Supports 6 attendance status, including check in, check out, break in, break out, overtime in, overtime out multiple languages: English, Spanish and Arabic RS485 | 4792 | 2025-07-17 | 7188 | 6229.6 | 6229.6 | 5750.4 | 5510.8 | 5271.2
CCTV | Turbo HD-DVI | DS-K1T341AMF | ACCESS CONTROL Max.1500 faces capacity Max.1500 fingerprints capacity Max.1500 cards | • DS-K1T341AMF (M1 Card, Fingerprint) • 4.3-inch LCD touch screen,720P wide-angle lens,Built- in Mifare card reading module; • Max.1500 faces capacity and Max.1500 fingerprints capacity(Model with F), • Max.1500 cards; • Face recognition in dark environment • Two-way audio with client software, indoor station, and master station • Supports TCP/IP, DC 12V/3A • Supports Ehome5.0, ISAPI • Supports 6 attendance status, including check in, check out, break in, break out, overtime in, overtime out • IP65 • Face Recognition Accuracy Rate > 99% • Face Recognition Duration(1:N) ≤0.2s • Face Recognition Distance: 0.3m ~ 1.5m • Fingerprint devices are recommended for using in indoor environment Face mask detection | 7241 | 2025-07-17 | 10861.5 | 9413.3 | 9413.3 | 8689.2 | 8327.15 | 7965.1
CCTV | Turbo HD-DVI | DS-K1T341CMF | ACCESS CONTROL Max.3000 faces Max.3000 fingerprints Max.3000 cards | Face Recognition Terminal, 4.3-inch LCD touch screen,2 Mega pixel wide-angle lens,Built-in Mifare card reading module; Max.3000 faces capacity and Max.3000 fingerprints capacity, Max.3000 cards; Face recognition in dark environment Two-way audio with client software, indoor station, and master station Supports TCP/IP, DC 12V/2A Supports ISUP5.0, ISAPI Configuration via the web client Supports 6 attendance status, including check in, check out, break in, break out, overtime in, overtime out multiple languages: English, Spanish, Arabic, Thai, Indonesian, Russian, Vietnamese, Portuguese (Brazil) and Korean IP65 Face Recognition Accuracy Rate > 99% Face Recognition Duration(1:N) ≤0.2s Face Recognition Distance: 0.3m ~ 1.5m Fingerprint devices are recommended for using in indoor environment Power adapter included in the package | 7300 | 2025-07-17 | 10950 | 9490 | 9490 | 8760 | 8395 | 8030
CCTV | Turbo HD-DVI | DS-K1T343EFX | ACCESS CONTROL Max.1500 faces capacity Max. 3000 fingerprints Max.3000 cards | Face Recognition Terminal, 4.3-inch LCD touch screen,2 Mega pixel wide-angle lens,Built-in EM card reading module; Max.1,500 faces capacity Max.3,000 fingerprints capacity,Max.3,000 cards; Face recognition in dark environment Two-way audio with client software, indoor station, and master station Supports TCP/IP,DC 12V/1A Supports ISUP5.0, ISAPI Supports 6 attendance status, including check in, check out, break in, break out, overtime in, overtime out multiple languages: English, Spanish (South America), Arabic, Thai, Indonesian, Russian, Vietnamese, Portuguese (Brazil) Configuration via the web client Face Recognition Accuracy Rate > 99% Face Recognition Duration(1:N) ≤0.2s Face Recognition Distance: 0.3m ~ 1.5m Application Situation: Indoor Power adapter included in the package | 4603 | 2025-07-17 | 6904.5 | 5983.9 | 5983.9 | 5523.6 | 5293.45 | 5063.3
CCTV | Turbo HD-DVI | DS-K1T343EFWX | ACCESS CONTROL Max.1500 faces capacity Max. 3000 fingerprints Max.3000 cards | Face Recognition Terminal, 4.3-inch LCD touch screen,2 Mega pixel wide-angle lens,Built-in EM card reading module; Max.1,500 faces capacity Max.3,000 fingerprints capacity,Max.3,000 cards; Face recognition in dark environment Two-way audio with client software, indoor station, and master station Supports TCP/IP,Wi-Fi,DC 12V/1A Supports ISUP5.0, ISAPI Supports 6 attendance status, including check in, check out, break in, break out, overtime in, overtime out multiple languages: English, Spanish (South America), Arabic, Thai, Indonesian, Russian, Vietnamese, Portuguese (Brazil) Configuration via the web client Face Recognition Accuracy Rate > 99% Face Recognition Duration(1:N) ≤0.2s Face Recognition Distance: 0.3m ~ 1.5m Application Situation: Indoor Power adapter included in the package | 4916 | 2025-07-17 | 7374 | 6390.8 | 6390.8 | 5899.2 | 5653.4 | 5407.6
CCTV | Turbo HD-DVI | DS-K1T343MFX | ACCESS CONTROL Max.1500 faces capacity Max. 3000 fingerprints Max.3000 cards | Face Recognition Terminal, 4.3-inch LCD touch screen,2 Mega pixel wide-angle lens,Built-in Mifare card reading module; Max.1,500 faces capacity Max.3,000 fingerprints capacity,Max.3,000 cards; Face recognition in dark environment Two-way audio with client software, indoor station, and master station Supports TCP/IP,DC 12V/1A Supports ISUP5.0, ISAPI Supports 6 attendance status, including check in, check out, break in, break out, overtime in, overtime out multiple languages: English, Spanish (South America), Arabic, Thai, Indonesian, Russian, Vietnamese, Portuguese (Brazil) Configuration via the web client Face Recognition Accuracy Rate > 99% Face Recognition Duration(1:N) ≤0.2s Face Recognition Distance: 0.3m ~ 1.5m Application Situation: Indoor Power adapter included in the package | 4603 | 2025-07-17 | 6904.5 | 5983.9 | 5983.9 | 5523.6 | 5293.45 | 5063.3
CCTV | Turbo HD-DVI | DS-K1T343MWX | ACCESS CONTROL Max.1500 faces capacity Max.3000 cards | Face Recognition Terminal, 4.3-inch LCD touch screen,2 Mega pixel wide-angle lens,Built-in Mifare card reading module; Max.1,500 faces capacity ,Max.3,000 cards; Face recognition in dark environment Two-way audio with client software, indoor station, and master station Supports TCP/IP,WiFi,DC 12V/1A Supports ISUP5.0, ISAPI Supports 6 attendance status, including check in, check out, break in, break out, overtime in, overtime out multiple languages: English, Spanish (South America), Arabic, Thai, Indonesian, Russian, Vietnamese, Portuguese (Brazil) Configuration via the web client Face Recognition Accuracy Rate > 99% Face Recognition Duration(1:N) ≤0.2s Face Recognition Distance: 0.3m ~ 1.5m Application Situation: Indoor Power adapter included in the package | 4289 | 2025-07-17 | 6433.5 | 5575.7 | 5575.7 | 5146.8 | 4932.35 | 4717.9
CCTV | Turbo HD-DVI | DS-K1T343MFWX | ACCESS CONTROL Max.1500 faces capacity Max. 3000 fingerprints Max.3000 cards | Face Recognition Terminal, 4.3-inch LCD touch screen,2 Mega pixel wide-angle lens,Built-in Mifare card reading module; Max.1,500 faces capacity Max.3,000 fingerprints capacity,Max.3,000 cards; Face recognition in dark environment Two-way audio with client software, indoor station, and master station Supports TCP/IP,Wi-Fi,DC 12V/1A Supports ISUP5.0, ISAPI Supports 6 attendance status, including check in, check out, break in, break out, overtime in, overtime out multiple languages: English, Spanish (South America), Arabic, Thai, Indonesian, Russian, Vietnamese, Portuguese (Brazil) Configuration via the web client Face Recognition Accuracy Rate > 99% Face Recognition Duration(1:N) ≤0.2s Face Recognition Distance: 0.3m ~ 1.5m Application Situation: Indoor Power adapter included in the package | 4916 | 2025-07-17 | 7374 | 6390.8 | 6390.8 | 5899.2 | 5653.4 | 5407.6
CCTV | Turbo HD-DVI | DS-K1T642MF | ACCESS CONTROL Max.6000 faces capacity Max.5000 fingerprints capacity Max.10000 cards | • DS-K1T642MF (M1 Card, Fingerprint) • 4.3-inch touch screen, 2 Mega pixel wide-angle lens, Built-in Mifare/EM card reading module; • Max.6000 faces capacity and Max.5000 fingerprints capacity (model with F), Max.10,000 cards capacity(M for Mifare, E for EM); • Two-way audio with client software, indoor station, and master station; • Supports TCP/IP, Wifi function(model with W)DC 12V/2A; • Supports Ehome 5.0 (ISUP5.0), ISAPI; • Supports 6 attendance status, including check in, check out, break in, break out, overtime in, overtime out; • Face Recognition Accuracy Rate > 99%; • Face Recognition Duration(1:N) ≤0.2s; • Face Recognition Distance: 0.3m ~ 3m; • Fingerprint devices are recommended for using in indoor environment; Face mask detection | 10562 | 2025-07-17 | 15843 | 13730.6 | 13730.6 | 12674.4 | 12146.3 | 11618.2
CCTV | Turbo HD-DVI | DS-K1T671MF | ACCESS CONTROL Max.6000 faces capacity Max.5000 fingerprints capacity | Face Recognition Terminal, 7-inch LCD touch screen,2 Mega pixel wide-angle lens,Built-in Mifare card reading module; Max.6000 faces capacity and Max.5000 fingerprints capacity,Max.6000 cards; Two-way audio with client software, indoor station, and master station Supports TCP/IP,DC 12V/2A Supports 6 attendance status, including check in, check out, break in, break out, overtime in, overtime out multiple languages: English, Spanish, Arabic, Thai, Indonesian, Russian, and Vietnamese IP65 Face Recognition Accuracy Rate > 99% Face Recognition Duration(1:N) ≤0.2s Face Recognition Distance: 0.3m ~ 3m Fingerprint devices are recommended for using in indoor environment | 14520 | 2025-07-17 | 21780 | 18876 | 18876 | 17424 | 16698 | 15972
CCTV | Turbo HD-DVI | DS-KIS202 | ANALOG VIDEO INTERCOM KIT | Analog Kit Kit including DS-KB2411-IM and DS-KH2220 Include one monitor, one outdoor panel, 5-meter 4- wire cable, and other accessories | 2600 | 2025-07-17 | 3900 | 3380 | 3380 | 3120 | 2990 | 2860
CCTV | Turbo HD-DVI | DS-KIS203 | ANALOG VIDEO INTERCOM KIT | Water Proof Analog Kit Kit including DS-KB2421-IM and DS-KH2220 Include one monitor, one metal outdoor panel, 5- meter 4-wire cable,and other accessories | 3055 | 2025-07-17 | 4582.5 | 3971.5 | 3971.5 | 3666 | 3513.25 | 3360.5
CCTV | Turbo HD-DVI | DS-KIS203T | ANALOG VIDEO INTERCOM KIT | Water Proof Analog Kit Kit including DS-KB2421T-IM and DS-KH2220 Include one monitor, one metal ourdoor panel, 5- meter 4-wire cable,and other accessories 2MP camera, 7 inch LCD It includes European power adapter, if you want to change the standard of power supply, you have to mark which standard of power adapter you want when you place an order | 3869 | 2025-07-17 | 5803.5 | 5029.7 | 5029.7 | 4642.8 | 4449.35 | 4255.9
CCTV | Turbo HD-DVI | DS-KIS204 | ANALOG VIDEO INTERCOM KIT | Analog Kit with picture storage function Kit including DS-KB2411-IM and DS-KH2220 -S, Support picture storage,time OSD , brightness, contrast,volume adjusting, and ringtone selecting Include one monitor, one outdoor panel, 5-meter 4- wire cable, and other accessories | 3250 | 2025-07-17 | 4875 | 4225 | 4225 | 3900 | 3737.5 | 3575
CCTV | Turbo HD-DVI | DS-KH6320-WTE1 | IP VIDEO INTERCOM KIT | 7“ Touch-Screen Indoor Station, 7-inch Colorful TFT LCD, display resolution: 1024 * 600; 10/100Mbps Ethernet, Wi-Fi 802.11b/g/n; standard PoE/ 12 VDC. TF card, max 32G 8-ch alarm input, 2xalarm output, 1x485 | 4669 | 2025-07-17 | 7003.5 | 6069.7 | 6069.7 | 5602.8 | 5369.35 | 5135.9
CCTV | Turbo HD-DVI | DS-KIS605-P | IP VIDEO INTERCOM KIT | Entry level IP video intercom kit for villa or house, only one call button. DS-KV6113-WPE1(B) x1; DS-KH6320-LE1 x1; PSU x2; Power adapter included in the package | 5751 | 2025-07-17 | 8626.5 | 7476.3 | 7476.3 | 6901.2 | 6613.65 | 6326.1
CCTV | Turbo HD-DVI | DS-KIS603-P(B) | IP VIDEO INTERCOM KIT | IP video intercom kit for villa or house, only one call button. DS-KV6113-WPE1(B) x1; DS-KH6320-WTE1 x1; PSU x2; Power adapter included in the package | 7203 | 2025-07-17 | 10804.5 | 9363.9 | 9363.9 | 8643.6 | 8283.45 | 7923.3
CCTV | Turbo HD-DVI | DS-KIS602 | IP VIDEO INTERCOM KIT | IP video intercom kit for villa or house, only one call button. DS-KD8003-IME1/Surface x1; DS-KH6320-WTE1 x1; 4 port standard PoE switch x1; 16GB TF card x1; Power adapter included in the package | 9302 | 2025-07-17 | 13953 | 12092.6 | 12092.6 | 11162.4 | 10697.3 | 10232.2
CCTV |  | DS-MP2100-4 | AVIATION CABLES | Aviation connector cable - 4mm | 780 | 2025-07-17 | 1170 | 1014 | 1014 | 936 | 897 | 858
CCTV |  | DS-MP2100-10 | AVIATION CABLES | Aviation connector cable - 10mm | 1170 | 2025-07-17 | 1755 | 1521 | 1521 | 1404 | 1345.5 | 1287
CCTV |  | DS-MP2100-20 | AVIATION CABLES | Aviation connector cable - 20mm | 1820 | 2025-07-17 | 2730 | 2366 | 2366 | 2184 | 2093 | 2002
CCTV |  | IPC-4300H | IPC TESTER | IP camera tester 4.3 inch capacitive touch screen / ONVIF/ Hikvision, Dahua, etc more than 40 IP camera brands test /IP Camera view /12 V/2A power output / 5V 2A power bank / PoE power supply / HDMI output / WIFI | 19530 | 2025-07-17 | 29295 | 25389 | 25389 | 23436 | 22459.5 | 21483
CCTV |  | DS-2CD4B26FWD-IZ | 4K Embedded Network Video Recorder (2.8-12mm) | 4B series Outdoor IR Bullet (Darkfighter lite series) • Darkfighter Ultra-low light technology • 1/1.8" Progressive Scan CMOS • ICR • Color:0.002Lux/F1.2, B/W:0.0002Lux/F1.2 • Slow shutter, 1920 x 1080: 25fps/30fps • H.264/MJPEG, H.264+/H.264 • WDR • Triple-Stream • Support SD/SDXC Card up to 128GB • DC12V/PoE | 12650 | 2025-07-17 | 18975 | 16445 | 16445 | 15180 | 14547.5 | 13915
CCTV |  | DS-2CD4A26FWD-IZ | 4K Embedded Network Video Recorder(2.8~12mm) | 2MP Low Light Smart Camera • 1/1.8” Progressive Scan CMOS • Full HD1080p video • Up to 60fps frame rate • Ultra-low light • Slow shutter • 120dB WDR • 3D DNR • Up to 50m IR range • Motorized lens with Smart Focus • Support 128G on-board storage • DC12V/PoE • IP67 | 18494 | 2025-07-17 | 27741 | 24042.2 | 24042.2 | 22192.8 | 21268.1 | 20343.4
CCTV |  | DS-2CD4A26FWD-IZS | 4K Embedded Network Video Recorder (2.8~12mm) | 2MP Low Light Smart Camera • 1/1.8” Progressive Scan CMOS • Full HD1080p video • Up to 60fps frame rate • Ultra-low light • Slow shutter • 120dB WDR • 3D DNR • Up to 50m IR range • Motorized lens with Smart Focus • Support 128G on-board storage • DC12V/PoE • IP67 • S: Audio/Alarm IO | 19181 | 2025-07-17 | 28771.5 | 24935.3 | 24935.3 | 23017.2 | 22058.15 | 21099.1
CCTV |  | DS-2CD4D26FWD-IZ | 4K Embedded Network Video Recorder (2.8-12mm) | 4B series Outdoor IR Dome • Darkfighter Ultra-low light technology • 1/1.8" Progressive Scan CMOS • ICR • Color:0.002Lux/F1.2, B/W:0.0002Lux/F1.2 • Slow shutter, 1920 x 1080: 25fps/30fps • H.264/MJPEG, H.264+/H.264 • WDR • Triple-Stream • Support SD/SDXC Card up to 128GB • DC12V/PoE | 11503 | 2025-07-17 | 17254.5 | 14953.9 | 14953.9 | 13803.6 | 13228.45 | 12653.3
CCTV |  | DS-2CD4D36FWD-IZS | 4K Embedded Network Video Recorder (2.8-12mm) | 3 MP Low Light Smart Dome Camera • 1/2.8” Progressive Scan CMOS • Auto-iris • 2048 × 1536 @ 30fps • Low light • H.265, H.265+ • 120dB WDR • IP66 • 6 behavior analyses, 1 exception detection, and face detection | 12306 | 2025-07-17 | 18459 | 15997.8 | 15997.8 | 14767.2 | 14151.9 | 13536.6
CCTV |  | DS-9616NI-I8 | 4K NVR | CABLES 1. Terms of Payment: CASH, VAT EX 2. Warranty: 1 Year Warranty DS-9616NI-I8 (limited stocks) 16-ch 2U 4K NVR • Up to 16 channel IP cameras can be connected • Up to 12 MP high-definition live view, storage and playback • Up to 256 Mbps (or 200 Mbps when RAID is enabled) high incoming bandwidth ensures IP cameras can be connected • 2 HDMI (different source) and 2 VGA (different source) interfaces • 8 HDD can be used for continuous video recording • Supports some specialist cameras, including people counting camera/ANPR (automatic number plate recognition) camera/fisheye camera • Advanced streaming technology enables smooth live view in poor network conditions • Supports RAID 0, 1, 5, 6, 10 and N+1 hot spare for even more reliable data storage, effectively avoids data loss risks | 40430 | 2025-07-17 | 60645 | 52559 | 52559 | 48516 | 46494.5 | 44473
CCTV |  | DS-9632NI-I8 | 4K NVR | 32CH Embedded 4K NVR • Third-party network cameras supported • Up to 12 Megapixels resolution recording • Support 1-ch HDMI, 1-ch VGA, HMDI at up to 3840x2160 resolution • 32 network cameras can be connected with 320M incoming bandwidth • Up to 8 SATA interfaces • Support HDD hot swap with RAID0,1,5,6,10 storage scheme configurable •Support various VCA detection alarm and VCA search •Support H.265/H.264/MPEG4 video formats | 44935 | 2025-07-17 | 67402.5 | 58415.5 | 58415.5 | 53922 | 51675.25 | 49428.5
CCTV |  | DS-9632NI-I16 | 4K NVR | 32CH Embedded 4K NVR • Third-party network cameras supported • Up to 12 Megapixels resolution recording • Support 1-ch HDMI, 1-ch VGA, HMDI at up to 3840x2160 resolution • 32 network cameras can be connected with 320M incoming bandwidth • 16 SATA interfaces for 16 HDDs • Support HDD hot swap with RAID0,1,5,6,10 storage scheme configurable •Support various VCA detection alarm and VCA search •Support H.265/H.264/MPEG4 video formats | 60250 | 2025-07-17 | 90375 | 78325 | 78325 | 72300 | 69287.5 | 66275
CCTV |  | DS-9664NI-I8 | 4K NVR | 64CH Embedded 4K NVR • Third-party network cameras supported • Up to 12 Megapixels resolution recording • Support 1-ch HDMI, 1-ch VGA, HMDI at up to 3840x2160 resolution • 64 network cameras can be connected with 320M incoming bandwidth • Up to 8 SATA interfaces • Support HDD hot swap with RAID0,1,5,6,10 storage scheme configurable •Support various VCA detection alarm and VCA search •Support H.265/H.264/MPEG4 video formats | 125174 | 2025-07-17 | 187761 | 162726.2 | 162726.2 | 150208.8 | 143950.1 | 137691.4
CCTV |  | DS-9664NI-I16 | 4K NVR | 64CH Embedded 4K NVR • Third-party network cameras supported • Up to 12 Megapixels resolution recording • Support 1-ch HDMI, 1-ch VGA, HMDI at up to 3840x2160 resolution • 64 network cameras can be connected with 320M incoming bandwidth • 16 SATA interfaces for 16 HDDs • Support HDD hot swap with RAID0,1,5,6,10 storage scheme configurable •Support various VCA detection alarm and VCA search •Support H.265/H.264/MPEG4 video formats | 198149 | 2025-07-17 | 297223.5 | 257593.7 | 257593.7 | 237778.8 | 227871.35 | 217963.9
CCTV | HARD DISK DRIVE | WD10PURX-78 | 1TB HDD |  | 2300 | 2025-07-17 | 3450 | 2990 | 2990 | 2760 | 2645 | 2530
CCTV | HARD DISK DRIVE | WD20PURX-78 | 2TB HDD |  | 3300 | 2025-07-17 | 4950 | 4290 | 4290 | 3960 | 3795 | 3630
CCTV | HARD DISK DRIVE | WD30PURX-78 | 3TB HDD |  | 4500 | 2025-07-17 | 6750 | 5850 | 5850 | 5400 | 5175 | 4950
CCTV | HARD DISK DRIVE | WD40PURX-78 | 4TB HDD |  | 4900 | 2025-07-17 | 7350 | 6370 | 6370 | 5880 | 5635 | 5390
CCTV | HARD DISK DRIVE | WD62PURX-78 | 6TB HDD |  | 8000 | 2025-07-17 | 12000 | 10400 | 10400 | 9600 | 9200 | 8800
CCTV | HARD DISK DRIVE | WD82PURX-78 | 8TB HDD |  | 11200 | 2025-07-17 | 16800 | 14560 | 14560 | 13440 | 12880 | 12320
CCTV | HARD DISK DRIVE | ST1000VX001-520 | 1TB HDD |  | 2350 | 2025-07-17 | 3525 | 3055 | 3055 | 2820 | 2702.5 | 2585
CCTV | HARD DISK DRIVE | ST2000VX015 | 2TB HDD |  | 3380 | 2025-07-17 | 5070 | 4394 | 4394 | 4056 | 3887 | 3718
CCTV | HARD DISK DRIVE | ST4000VX000-520 | 4TB HDD |  | 4800 | 2025-07-17 | 7200 | 6240 | 6240 | 5760 | 5520 | 5280
CCTV | HARD DISK DRIVE | ST6000VX001-520 | 6TB HDD |  | 8000 | 2025-07-17 | 12000 | 10400 | 10400 | 9600 | 9200 | 8800
|  | DS-2FA1201-DL |  | 12 VDC/1 A desktop power adapter • Over current/short circuit/over voltage protection • Complies with certification standards of information technology products; good EMC performance • Compact size; applicable to cameras • Good ingress protection performance | 160 | 2025-07-17 | 240 | 208 | 208 | 192 | 184 | 176
CCTV |  | DS-1H18S/E(B) | VIDEO BALUN |  | 96 | 2025-07-17 | 144 | 124.8 | 124.8 | 115.2 | 110.4 | 105.6
CCTV |  | DS-1H18S/E(C) |  |  | 96 | 2025-07-17 | 144 | 124.8 | 124.8 | 115.2 | 110.4 | 105.6
CCTV |  | DS-1LN5E-E/E | CAT5 StandardPure CopperCable |  | 3491 | 2025-07-17 | 5236.5 | 4538.3 | 4538.3 | 4189.2 | 4014.65 | 3840.1
CCTV |  | DS-1LN6-UE-W | CAT6 StandardPure CopperCable |  | 5483 | 2025-07-17 | 8224.5 | 7127.9 | 7127.9 | 6579.6 | 6305.45 | 6031.3
CCTV |  | DS-1LN5E-S | CAT5 High-EndPure CopperCable |  | 4300 | 2025-07-17 | 6450 | 5590 | 5590 | 5160 | 4945 | 4730
CCTV |  | DS-1LN6U-G | CAT6 StandardPure CopperCable |  | 5328 | 2025-07-17 | 7992 | 6926.4 | 6926.4 | 6393.6 | 6127.2 | 5860.8
CCTV |  | DS-1LN6-UU | CAT6 High-EndPure CopperCable |  | 5800 | 2025-07-17 | 8700 | 7540 | 7540 | 6960 | 6670 | 6380
CCTV |  | DS-1LN5EO-UU/E | CAT5 High-EndPure CopperCable |  | 4243 | 2025-07-17 | 6364.5 | 5515.9 | 5515.9 | 5091.6 | 4879.45 | 4667.3
CCTV |  | DS-D5019QE-B | 18.5" 1366*768, HDMI/VGA LED MONITORS |  | 3870 | 2025-07-17 | 5805 | 5031 | 5031 | 4644 | 4450.5 | 4257
CCTV |  | DS-D5022FN-C | 21.5" 1080P, HDMI/VGA LED MONITORS |  | 4064 | 2025-07-17 | 6096 | 5283.2 | 5283.2 | 4876.8 | 4673.6 | 4470.4
CCTV |  | DS-D5019QE-B | 18.5" 1366*768, HDMI/VGA input, view angle:90°/65°, plastic casing, ERP level A,VESA, base bracket included LIMITED PROMO MARCH 2~16 ONLY! NO ONLINE POSTING |  | 3870 | 2025-07-17 | 5805 | 5031 | 5031 | 4644 | 4450.5 | 4257
CCTV | POE | DS-3E0105P-E/M(B) | Unmanaged 100M PoE, L2L2, Unmanaged, 4 100M PoE port, 1 100M |  | 1194 | 2025-07-17 | 1791 | 1552.2 | 1552.2 | 1432.8 | 1373.1 | 1313.4
CCTV | POE | DS-3E0106P-E/M | Unmanaged 100M PoE, L2L2,Unmanaged,410/100MR45 PoE ports, 2 10/100M |  | 1415 | 2025-07-17 | 2122.5 | 1839.5 | 1839.5 | 1698 | 1627.25 | 1556.5
CCTV | POE | DS-3E0109P-E/M(B) | Unmanaged 100M PoE, L2L2, Unmanaged, 8 100M PoEport, 1 100M |  | 2156 | 2025-07-17 | 3234 | 2802.8 | 2802.8 | 2587.2 | 2479.4 | 2371.6
CCTV | POE | DS-3E0310P-E/M | Unmanaged 100M PoE, L2L2, Unmanaged, 8 10/100M |  | 2589 | 2025-07-17 | 3883.5 | 3365.7 | 3365.7 | 3106.8 | 2977.35 | 2847.9
CCTV | POE | DS-3E0318P-E/M(B) | Unmanaged 100M PoE, L2L2, Unmanaged, 16 100M P |  | 6314 | 2025-07-17 | 9471 | 8208.2 | 8208.2 | 7576.8 | 7261.1 | 6945.4
CCTV | POE | DS-3E0326P-E/M(B) | Unmanaged 100M PoE, L2L2, Unmanaged, 24 100M |  | 8528 | 2025-07-17 | 12792 | 11086.4 | 11086.4 | 10233.6 | 9807.2 | 9380.8
CCTV | POE | DS-3E0105P-E(B) | Unmanaged 100M PoE, L2L2, Unmanaged, 4 100M PoE port, 1 100M uplink port,802.3af/at, PoE power budget 58W |  | 1559 | 2025-07-17 | 2338.5 | 2026.7 | 2026.7 | 1870.8 | 1792.85 | 1714.9
CCTV | POE | DS-3E0109P-E© | Unmanaged 100M PoE, L2L2, Unmanaged, 8 100M PoE port, 1 100M uplink port,802.3af/at, PoE powerbudget123W |  | 2888 | 2025-07-17 | 4332 | 3754.4 | 3754.4 | 3465.6 | 3321.2 | 3176.8
CCTV | POE | DS-3E0318P-E(B | Unmanaged 100M PoE, L2L2, Unmanaged, 16 100M PoE port, 2 1000M comboport, 802.3af/at, PoE powerbudget230W |  | 7787 | 2025-07-17 | 11680.5 | 10123.1 | 10123.1 | 9344.4 | 8955.05 | 8565.7
CCTV | POE | DS-3E0326P-E(B) | Unmanaged 100M PoE, L2L2, Unmanaged, 24 100M PoE port, 2 1000M comboport, 802.3af/at, PoE power budget370W |  | 10010 | 2025-07-17 | 15015 | 13013 | 13013 | 12012 | 11511.5 | 11011
CCTV | POE | DS-3E2310P | Full Managed 100M POE, L2 |  | 10424 | 2025-07-17 | 15636 | 13551.2 | 13551.2 | 12508.8 | 11987.6 | 11466.4
CCTV | POE | DS-3E0106HP-E | 100 Mbps Long-Range PoE Switch |  | 1713 | 2025-07-17 | 2569.5 | 2226.9 | 2226.9 | 2055.6 | 1969.95 | 1884.3
CCTV | POE | DS-3E0310HP-E | 100 Mbps Long-Range PoE Switch |  | 3629 | 2025-07-17 | 5443.5 | 4717.7 | 4717.7 | 4354.8 | 4173.35 | 3991.9
CCTV | POE | DS-3E0505P-E/M | Unmanaged Gigabit PoE, L2 |  | 1530 | 2025-07-17 | 2295 | 1989 | 1989 | 1836 | 1759.5 | 1683
CCTV | POE | DS-3E0510P-E/M | Unmanaged Gigabit PoE, L2 |  | 2830 | 2025-07-17 | 4245 | 3679 | 3679 | 3396 | 3254.5 | 3113
CCTV | POE | DS-3E0518P-E/M | Unmanaged Gigabit PoE, L2 |  | 7199 | 2025-07-17 | 10798.5 | 9358.7 | 9358.7 | 8638.8 | 8278.85 | 7918.9
CCTV | POE | DS-3E0526P-E/M | Unmanaged Gigabit PoE, L2 |  | 10905 | 2025-07-17 | 16357.5 | 14176.5 | 14176.5 | 13086 | 12540.75 | 11995.5
CCTV | POE | DS-3E1310P-E | POE Switch (Web management) |  | 4950 | 2025-07-17 | 7425 | 6435 | 6435 | 5940 | 5692.5 | 5445
CCTV | POE | DS-3E1318P-E | POE Switch (Web management) |  | 12000 | 2025-07-17 | 18000 | 15600 | 15600 | 14400 | 13800 | 13200
CCTV | POE | DS-3E1326P-E | POE Switch (Web management |  | 15000 | 2025-07-17 | 22500 | 19500 | 19500 | 18000 | 17250 | 16500
CCTV | POE | DS-3D2208P | POE Switch (Full management) |  | 13750 | 2025-07-17 | 20625 | 17875 | 17875 | 16500 | 15812.5 | 15125
CCTV | POE | DS-3D2228P | POE Switch (Full management) |  | 25630 | 2025-07-17 | 38445 | 33319 | 33319 | 30756 | 29474.5 | 28193
CCTV | POE | DS-3E1105P-E | Smart Managed EI Series L2 (for channel) |  | 1559 | 2025-07-17 | 2338.5 | 2026.7 | 2026.7 | 1870.8 | 1792.85 | 1714.9
CCTV | POE | DS-3E1309P-EI | Smart Managed EI Series L2 (for channel) |  | 2888 | 2025-07-17 | 4332 | 3754.4 | 3754.4 | 3465.6 | 3321.2 | 3176.8
CCTV | POE | DS-3E1318P-EI | Smart Managed EI Series L2 (for channel) |  | 7787 | 2025-07-17 | 11680.5 | 10123.1 | 10123.1 | 9344.4 | 8955.05 | 8565.7
CCTV | POE | DS-3E1326P-EI | Smart Managed EI Series L2 (for channel) |  | 10000 | 2025-07-17 | 15000 | 13000 | 13000 | 12000 | 11500 | 11000
CCTV | POE | DS-1H34-0101P | RepeaterPOE repeater, one channel 100M(802.3at) inpu |  | 1011 | 2025-07-17 | 1516.5 | 1314.3 | 1314.3 | 1213.2 | 1162.65 | 1112.1
CCTV | POE | DS-1H34-0102P | RepeaterPOE repeater, one channel 100M(802.3at) input, |  | 1078 | 2025-07-17 | 1617 | 1401.4 | 1401.4 | 1293.6 | 1239.7 | 1185.8
CCTV | POE | HK-1.25G-20-1310 | Optical moduleTX1310nm/1.25G,RX1550nm/1.25G,LC |  | 809 | 2025-07-17 | 1213.5 | 1051.7 | 1051.7 | 970.8 | 930.35 | 889.9
CCTV | POE | HK-1.25G-20-1550 | Optical moduleTX1550nm/1.25G,RX1310nm/1.25G,LC, |  | 1078 | 2025-07-17 | 1617 | 1401.4 | 1401.4 | 1293.6 | 1239.7 | 1185.8
CCTV | POE | DS-3WF01C-2N | Elevator 2.4GHz wireless bridge, Max.distance 500m, 2×2 MIMO antenna with 300Mbps thoughput, 6dBi gain, output power 27dBm, IEEE802.11 b/g/n, Angle H: 65° V: 60°,2 10/100M RJ45, 1 10/100M RJ45 with 802.3af PoE |  | 6651 | 2025-07-17 | 9976.5 | 8646.3 | 8646.3 | 7981.2 | 7648.65 | 7316.1
CCTV | ROUTER | DS-3WR3N(O-STD)/US | 11n 300M WiFi4 wireless router, 2.4GHz 300Mbps, 3 × 100 Mbps LAN ports, 1 × 100 Mbps WAN port, 4 × 5-dBi antennas, Hik-Connect App |  | 562 | 2025-07-17 | 843 | 730.6 | 730.6 | 674.4 | 646.3 | 618.2
CCTV | ROUTER | DS-3WR12C(O-STD)/US | AC1200M Dual-band WiFi5 wireless router, 5GHz: 867Mbps + 2.4GHz 300Mbps, 3 × 100 Mbps LAN ports, 1 × 100 Mbps WAN port, 4 × 5-dBi antennas, Hik- Connect App |  | 874 | 2025-07-17 | 1311 | 1136.2 | 1136.2 | 1048.8 | 1005.1 | 961.4
CCTV | ROUTER | DS-3WR12GC(O-STD)/US | AC1200M Dual-band WiFi5 wireless router, 5GHz: 867Mbps + 2.4GHz 300Mbps, 3 × Gigabit LAN ports, 1 × Gigabit WAN port, 4 × 5-dBi antennas, Hik-Connect App |  | 1238 | 2025-07-17 | 1857 | 1609.4 | 1609.4 | 1485.6 | 1423.7 | 1361.8
CCTV |  | DS-2CD2146G2-ISU (C) | 4 MP AcuSense Fixed Dome Network Camera | High quality imaging with 4 MP resolution Excellent low-light performance with powered-by-DarkFighter technology Clear imaging against strong backlight due to 120 dB true WDR technology Efficient H.265+ compression technology Focus on human and vehicle targets classification based on deep learning Built-in microphone for real-time auto security(-SU) Water and dust resistant (IP67) and vandal-resistant (IK10) | 4742 | 2025-07-17 | 7113 | 6164.6 | 6164.6 | 5690.4 | 5453.3 | 5216.2
|  | DS-7608NXI-K2 | NVR 8 CHANNEL |  | 5355 | 2025-07-17 | 8032.5 | 6961.5 | 6961.5 | 6426 | 6158.25 | 5890.5
|  | DS-7732NXI-K4 | NVR 32 CHANNEL |  | 15130 | 2025-07-17 | 22695 | 19669 | 19669 | 18156 | 17399.5 | 16643
|  | DS-2CD2121G0-I | 2MP Dome |  | 2398 | 2025-07-17 | 3597 | 3117.4 | 3117.4 | 2877.6 | 2757.7 | 2637.8
|  | DS-2CD2123G2-I | 2MP Dome |  | 3454 | 2025-07-17 | 5181 | 4490.2 | 4490.2 | 4144.8 | 3972.1 | 3799.4
|  | DS-3E0510P-E/M | 8 PORT POE |  | 2830 | 2025-07-17 | 4245 | 3679 | 3679 | 3396 | 3254.5 | 3113
|  | DS-3E0518P-E/M | 16 PORT POE |  | 7199 | 2025-07-17 | 10798.5 | 9358.7 | 9358.7 | 8638.8 | 8278.85 | 7918.9
|  | DS-2CD2043G2-1 (C) | 4MP AcuSense Fixed Bullet Network Camera |  | 3300 | 2025-07-17 | 4950 | 4290 | 4290 | 3960 | 3795 | 3630
|  | DS-2CE16H8T-IT1F | 5 MP Ultra Low Light Fixed Bullet Camera. 5 MP high performance bullet camera; Strong night performance, capturing images in ultra-low light down to 0.003 |  | 2407 | 2025-07-17 | 3610.5 | 3129.1 | 3129.1 | 2888.4 | 2768.05 | 2647.7
[7 empty] | 0 | 0 | 0 | 0 | 0 | 0
[7 empty] | 0 | 0 | 0 | 0 | 0 | 0

## CCTV_HONEYWELL
CATEGORY | TYPE | MODEL | ITEM DESCRIPTION | OTHER DESCRIPTION | UPDATED AMOUNT | OLD AMOUNT | Last Price Update Date | SRP (End-User) |  | DEALER's PRICE |  | CONTRACTOR's PRICE |  | REMARKS
[8 empty] | Small Volume (50% Mark-Up) | Big Volume (30% Mark-Up) | Small Volume (30% Mark-Up) | Big Volume (20% Mark-Up) | Small Volume (15% Mark-Up) | Big Volume (10% Mark-Up)
|  | HBL2R1 | BULLET - 1080P VIDEO STANDARD PAL/NTSC | • 1080p real time live view • 1/2.7” CMOS progressive scan • Minimum illumination: 0 Lux (IR on) • TDN (IR-Cut), AGC, DWDR • 3.6mm Lens • IR distance: Upto 20 meters | 900 | 1130 | 2025-07-17 | 1350 | 1170 | 1170 | 1080 | 1035 | 990
|  | HEW2PR1 | WDR IR Ball Camera -2MP | • Full HD 1080p 25/30 fps image with a 1/2.7" 2 megapixel sensor • Wide Dynamic Range, up to 120 dB, ensures glare-free images • True Day/Night provides vivid color images by day andclear black-and-white images at night with ICR • Excellent low-light performance with 3D noisereduction, | 4920 | 4920 | 2025-07-17 | 7380 | 6396 | 6396 | 5904 | 5658 | 5412
|  | HED3PR3 | IP DOME - 3MP OUTDOOR CAMERA | -IR LEDs provide up to 30 m -Smart IR technology for even distribution of IR-Waterproof (IP66) camera housing is perfect for outdoor installations -2.8 mm F2.1 fixed lens for wide field of view -Configurable motion detection and camera tamper detection settings, including configurable alarm notifications |  | 5740 | 2025-07-17 | 0 | 0 | 0 | 0 | 0 | 0
|  | HBD3PR1 | IP BULLET - 3MP OUTDOOR CAMERAIR LEDs provide up to 30 m (100 ft) | -Smart IR technology for even distribution of IR-Waterproof (IP66) camera housing -3.6 mm F2.1 fixed lens (HBD1PR1/HBD3PR1) provide wide range of field of view options -Configurable motion detection and camera tamper detection settings, including configurable alarm notifications |  | 5060 | 2025-07-17 | 0 | 0 | 0 | 0 | 0 | 0
|  | HBW4PR1 | IP BULLET - FULL HD 4MP1/3" 4MP progressive scan imager | -3.6 mm fixed lens-True day/night (IR-cut filter) -Low-light performance down to 0.01 lux (color) or 0 lux with IR LEDs on-Up to 130 ft (40 m) IR illumination -H.264 Main Profile compression-PoE, 12VDC support |  | 5420 | 2025-07-17 | 0 | 0 | 0 | 0 | 0 | 0
|  | HEW4PRW3 | WDR 4 MP IR Ball Camera | -1/3" 4 MP progressive scan imager -3.6 mm OR 2.8 mm fixed lens -True day/night (IR-cut filter) -Low-light performance down to 0.01 lux (color) or 0 lux with IR LEDs on -Up to 130 ft (40 m) IR illumination -H.264 Main Profile compression-PoE, 12VDC support |  | 5420 | 2025-07-17 | 0 | 0 | 0 | 0 | 0 | 0
|  | CADVR 1004FD | 1 SATA 4Channel 1080P AHD Digital Video Recorder | • Multiplex operation: live view, record, play back, backup and remotely control the system simultaneously • HDMI and VGA output simultaneously at up to 1080P resolution • H.264 High profile decoding • 1 SATA HDD interface: maximum 6TB storage capacity • Support remote control through DDNS service by free of charge • On-line user view: maximum 6 users simultaneously | 2160 | 2160 | 2025-07-17 | 3240 | 2808 | 2808 | 2592 | 2484 | 2376
|  | CADVR 1008FD | 1 SATA 8Channel 1080P AHD Digital Video Recorder | • Multiplex operation: live view, record, play back, backup and remotely control the system simultaneously • HDMI and VGA output simultaneously at up to 1080P resolution • H.264 High profile decoding • 1 SATA HDD interface: maximum 6TB storage capacity • On-line user view: maximum 6 users simultaneously | 3235 | 3235 | 2025-07-17 | 4852.5 | 4205.5 | 4205.5 | 3882 | 3720.25 | 3558.5
|  | HEN08102 | H.264 8CH NVR, no HDD, 8 PoE | • High decoding capability for full HD viewing and recording. • View up to 16 channels simultaneously on your monitor (depending on your model). • Up to 8 channels live view and play back at full frame rate 1080p resolution. • Up to 16 channels recording at full frame rate 1080p , 3MP or 5MP resolution at a maximum of 8Mbps per channel. | 12140 | 12140 | 2025-07-17 | 18210 | 15782 | 15782 | 14568 | 13961 | 13354
|  | HEN16204 | 1.5U 16CH 4SATA 16POE 4K H.265 0TB |  |  | 64700 | 2022-06-02 | 0 | 0 | 0 | 0 | 0 | 0
|  | H4W2PER3V | NETWORK WDR 2MP IR RUGGED MINI DOME CAMERA, 1 / 2.8" CMOS, 2.8MM,3 IR LEDS, POE, IP66,IK10, H.265 / H.264 / SMART CODEC |  |  | 11000 | 2022-06-02 | 0 | 0 | 0 | 0 | 0 | 0
|  | H4W2PER3V | NETWORK WDR 2MP IR RUGGED MINI DOME CAMERA, 1 / 2.8" CMOS, 2.8MM,3 IR LEDS, POE, IP66,IK10, H.265 / H.264 / SMART CODEC |  |  | 11000 | 2022-06-02 | 0 | 0 | 0 | 0 | 0 | 0
|  | HBW2PER1V | NETWORK WDR 2MP IR BULLET CAMERA, 1 / 2.8" CMOS, 3.6MM ,1 IR LEDS, POE, IP66, H.265 / H.264 / SMART CODEC |  |  | 11000 | 2022-06-02 | 0 | 0 | 0 | 0 | 0 | 0
|  | HC35WB3R3 | 3MP IP WDR IR Fixed Bullet Camera |  |  | 10760 | 2023-03-01 | 0 | 0 | 0 | 0 | 0 | 0
|  | HC35W43R3 | 3MP WDR IR Rugged Mini Dome Camera, 120 dB, 2.8mm, PoE, 12VDC, IK10, White |  |  | 10760 | 2023-03-01 | 0 | 0 | 0 | 0 | 0 | 0
|  | HC30WF5R1 | 5MP Network Fisheye Camera, TDN, WDR, 1/2.7” CMOS, 1.16mm, 6 IR LEDs |  |  | 31380 | 2023-03-01 | 0 | 0 | 0 | 0 | 0 | 0
| NVR | HC35080200 | Honeywell NVR HC35080200 - 8x PoE - Max 8x IP Cameras |  |  | 28270 | 2023-03-01 | 0 | 0 | 0 | 0 | 0 | 0
|  | HWI-D121H | 2.0 MP IR Network Dome Camera. 1/2.8" progressive scan CMOS; 1920 × 1080@30fps; 2.8 mm/4 mm fixed lens; H.265+/H.265/H.264+/H.264 |  |  | 1750 | 2023-08-15 | 0 | 0 | 0 | 0 | 0 | 0 |  | HYE
|  | HBW2PR1 | 2MPx IP Bullet Camera 3.6mm Fixed |  |  | 6650 | 2023-12-04 | 0 | 0 | 0 | 0 | 0 | 0
|  | HDZP304DI | 4MP Night Vision Outdoor PTZ IP Security Camera with 30x Optical Zoom ; Sensor Size : 1/3" Sensor ; Max. Storage Capacity : 128 GB Storage |  |  | 74910 | 2023-12-04 | 0 | 0 | 0 | 0 | 0 | 0 | ORDER BASIS
[8 empty] | 0 | 0 | 0 | 0 | 0 | 0
[8 empty] | 0 | 0 | 0 | 0 | 0 | 0
[8 empty] | 0 | 0 | 0 | 0 | 0 | 0
[8 empty] | 0 | 0 | 0 | 0 | 0 | 0
[8 empty] | 0 | 0 | 0 | 0 | 0 | 0
[8 empty] | 0 | 0 | 0 | 0 | 0 | 0
[8 empty] | 0 | 0 | 0 | 0 | 0 | 0
[8 empty] | 0 | 0 | 0 | 0 | 0 | 0
[8 empty] | 0 | 0 | 0 | 0 | 0 | 0
[8 empty] | 0 | 0 | 0 | 0 | 0 | 0
[8 empty] | 0 | 0 | 0 | 0 | 0 | 0
[8 empty] | 0 | 0 | 0 | 0 | 0 | 0
[8 empty] | 0 | 0 | 0 | 0 | 0 | 0
[8 empty] | 0 | 0 | 0 | 0 | 0 | 0
[8 empty] | 0 | 0 | 0 | 0 | 0 | 0
[8 empty] | 0 | 0 | 0 | 0 | 0 | 0
[8 empty] | 0 | 0 | 0 | 0 | 0 | 0
[8 empty] | 0 | 0 | 0 | 0 | 0 | 0
[8 empty] | 0 | 0 | 0 | 0 | 0 | 0
[8 empty] | 0 | 0 | 0 | 0 | 0 | 0
[8 empty] | 0 | 0 | 0 | 0 | 0 | 0
[8 empty] | 0 | 0 | 0 | 0 | 0 | 0
[8 empty] | 0 | 0 | 0 | 0 | 0 | 0
[8 empty] | 0 | 0 | 0 | 0 | 0 | 0
[8 empty] | 0 | 0 | 0 | 0 | 0 | 0
[8 empty] | 0 | 0 | 0 | 0 | 0 | 0
[8 empty] | 0 | 0 | 0 | 0 | 0 | 0
[8 empty] | 0 | 0 | 0 | 0 | 0 | 0
[8 empty] | 0 | 0 | 0 | 0 | 0 | 0
[8 empty] | 0 | 0 | 0 | 0 | 0 | 0
[8 empty] | 0 | 0 | 0 | 0 | 0 | 0
[8 empty] | 0 | 0 | 0 | 0 | 0 | 0
[8 empty] | 0 | 0 | 0 | 0 | 0 | 0
[8 empty] | 0 | 0 | 0 | 0 | 0 | 0
[8 empty] | 0 | 0 | 0 | 0 | 0 | 0
[8 empty] | 0 | 0 | 0 | 0 | 0 | 0
[8 empty] | 0 | 0 | 0 | 0 | 0 | 0
[8 empty] | 0 | 0 | 0 | 0 | 0 | 0
[8 empty] | 0 | 0 | 0 | 0 | 0 | 0
[8 empty] | 0 | 0 | 0 | 0 | 0 | 0
[8 empty] | 0 | 0 | 0 | 0 | 0 | 0
[8 empty] | 0 | 0 | 0 | 0 | 0 | 0
[8 empty] | 0 | 0 | 0 | 0 | 0 | 0
[8 empty] | 0 | 0 | 0 | 0 | 0 | 0
[8 empty] | 0 | 0 | 0 | 0 | 0 | 0
[8 empty] | 0 | 0 | 0 | 0 | 0 | 0
[8 empty] | 0 | 0 | 0 | 0 | 0 | 0
[8 empty] | 0 | 0 | 0 | 0 | 0 | 0
[8 empty] | 0 | 0 | 0 | 0 | 0 | 0
[8 empty] | 0 | 0 | 0 | 0 | 0 | 0
[8 empty] | 0 | 0 | 0 | 0 | 0 | 0
[8 empty] | 0 | 0 | 0 | 0 | 0 | 0
[8 empty] | 0 | 0 | 0 | 0 | 0 | 0
[8 empty] | 0 | 0 | 0 | 0 | 0 | 0
[8 empty] | 0 | 0 | 0 | 0 | 0 | 0
[8 empty] | 0 | 0 | 0 | 0 | 0 | 0
[8 empty] | 0 | 0 | 0 | 0 | 0 | 0
[8 empty] | 0 | 0 | 0 | 0 | 0 | 0
[8 empty] | 0 | 0 | 0 | 0 | 0 | 0
[8 empty] | 0 | 0 | 0 | 0 | 0 | 0
[8 empty] | 0 | 0 | 0 | 0 | 0 | 0
[8 empty] | 0 | 0 | 0 | 0 | 0 | 0
[8 empty] | 0 | 0 | 0 | 0 | 0 | 0
[8 empty] | 0 | 0 | 0 | 0 | 0 | 0
[8 empty] | 0 | 0 | 0 | 0 | 0 | 0
[8 empty] | 0 | 0 | 0 | 0 | 0 | 0
[8 empty] | 0 | 0 | 0 | 0 | 0 | 0
[8 empty] | 0 | 0 | 0 | 0 | 0 | 0
[8 empty] | 0 | 0 | 0 | 0 | 0 | 0
[8 empty] | 0 | 0 | 0 | 0 | 0 | 0
[8 empty] | 0 | 0 | 0 | 0 | 0 | 0
[8 empty] | 0 | 0 | 0 | 0 | 0 | 0
[8 empty] | 0 | 0 | 0 | 0 | 0 | 0
[8 empty] | 0 | 0 | 0 | 0 | 0 | 0
[8 empty] | 0 | 0 | 0 | 0 | 0 | 0
[8 empty] | 0 | 0 | 0 | 0 | 0 | 0
[8 empty] | 0 | 0 | 0 | 0 | 0 | 0
[8 empty] | 0 | 0 | 0 | 0 | 0 | 0
[8 empty] | 0 | 0 | 0 | 0 | 0 | 0
[8 empty] | 0 | 0 | 0 | 0 | 0 | 0
[8 empty] | 0 | 0 | 0 | 0 | 0 | 0
[8 empty] | 0 | 0 | 0 | 0 | 0 | 0
[8 empty] | 0 | 0 | 0 | 0 | 0 | 0
[8 empty] | 0 | 0 | 0 | 0 | 0 | 0
[8 empty] | 0 | 0 | 0 | 0 | 0 | 0
[8 empty] | 0 | 0 | 0 | 0 | 0 | 0
[8 empty] | 0 | 0 | 0 | 0 | 0 | 0
[8 empty] | 0 | 0 | 0 | 0 | 0 | 0
[8 empty] | 0 | 0 | 0 | 0 | 0 | 0
[8 empty] | 0 | 0 | 0 | 0 | 0 | 0
[8 empty] | 0 | 0 | 0 | 0 | 0 | 0
[8 empty] | 0 | 0 | 0 | 0 | 0 | 0
[8 empty] | 0 | 0 | 0 | 0 | 0 | 0
[8 empty] | 0 | 0 | 0 | 0 | 0 | 0
[8 empty] | 0 | 0 | 0 | 0 | 0 | 0
[8 empty] | 0 | 0 | 0 | 0 | 0 | 0
[8 empty] | 0 | 0 | 0 | 0 | 0 | 0
[8 empty] | 0 | 0 | 0 | 0 | 0 | 0
[8 empty] | 0 | 0 | 0 | 0 | 0 | 0
[8 empty] | 0 | 0 | 0 | 0 | 0 | 0
[8 empty] | 0 | 0 | 0 | 0 | 0 | 0
[8 empty] | 0 | 0 | 0 | 0 | 0 | 0
[8 empty] | 0 | 0 | 0 | 0 | 0 | 0
[8 empty] | 0 | 0 | 0 | 0 | 0 | 0
[8 empty] | 0 | 0 | 0 | 0 | 0 | 0
[8 empty] | 0 | 0 | 0 | 0 | 0 | 0
[8 empty] | 0 | 0 | 0 | 0 | 0 | 0
[8 empty] | 0 | 0 | 0 | 0 | 0 | 0
[8 empty] | 0 | 0 | 0 | 0 | 0 | 0
[8 empty] | 0 | 0 | 0 | 0 | 0 | 0
[8 empty] | 0 | 0 | 0 | 0 | 0 | 0
[8 empty] | 0 | 0 | 0 | 0 | 0 | 0
[8 empty] | 0 | 0 | 0 | 0 | 0 | 0
[8 empty] | 0 | 0 | 0 | 0 | 0 | 0
[8 empty] | 0 | 0 | 0 | 0 | 0 | 0
[8 empty] | 0 | 0 | 0 | 0 | 0 | 0
[8 empty] | 0 | 0 | 0 | 0 | 0 | 0
[8 empty] | 0 | 0 | 0 | 0 | 0 | 0
[8 empty] | 0 | 0 | 0 | 0 | 0 | 0
[8 empty] | 0 | 0 | 0 | 0 | 0 | 0
[8 empty] | 0 | 0 | 0 | 0 | 0 | 0
[8 empty] | 0 | 0 | 0 | 0 | 0 | 0
[8 empty] | 0 | 0 | 0 | 0 | 0 | 0
[8 empty] | 0 | 0 | 0 | 0 | 0 | 0
[8 empty] | 0 | 0 | 0 | 0 | 0 | 0
[8 empty] | 0 | 0 | 0 | 0 | 0 | 0
[8 empty] | 0 | 0 | 0 | 0 | 0 | 0
[8 empty] | 0 | 0 | 0 | 0 | 0 | 0
[8 empty] | 0 | 0 | 0 | 0 | 0 | 0
[8 empty] | 0 | 0 | 0 | 0 | 0 | 0
[8 empty] | 0 | 0 | 0 | 0 | 0 | 0
[8 empty] | 0 | 0 | 0 | 0 | 0 | 0
[8 empty] | 0 | 0 | 0 | 0 | 0 | 0
[8 empty] | 0 | 0 | 0 | 0 | 0 | 0
[8 empty] | 0 | 0 | 0 | 0 | 0 | 0
[8 empty] | 0 | 0 | 0 | 0 | 0 | 0
[8 empty] | 0 | 0 | 0 | 0 | 0 | 0
[8 empty] | 0 | 0 | 0 | 0 | 0 | 0
[8 empty] | 0 | 0 | 0 | 0 | 0 | 0
[8 empty] | 0 | 0 | 0 | 0 | 0 | 0
[8 empty] | 0 | 0 | 0 | 0 | 0 | 0
[8 empty] | 0 | 0 | 0 | 0 | 0 | 0
[8 empty] | 0 | 0 | 0 | 0 | 0 | 0
[8 empty] | 0 | 0 | 0 | 0 | 0 | 0
[8 empty] | 0 | 0 | 0 | 0 | 0 | 0
[8 empty] | 0 | 0 | 0 | 0 | 0 | 0
[8 empty] | 0 | 0 | 0 | 0 | 0 | 0
[8 empty] | 0 | 0 | 0 | 0 | 0 | 0
[8 empty] | 0 | 0 | 0 | 0 | 0 | 0
[8 empty] | 0 | 0 | 0 | 0 | 0 | 0
[8 empty] | 0 | 0 | 0 | 0 | 0 | 0
[8 empty] | 0 | 0 | 0 | 0 | 0 | 0
[8 empty] | 0 | 0 | 0 | 0 | 0 | 0
[8 empty] | 0 | 0 | 0 | 0 | 0 | 0
[8 empty] | 0 | 0 | 0 | 0 | 0 | 0
[8 empty] | 0 | 0 | 0 | 0 | 0 | 0
[8 empty] | 0 | 0 | 0 | 0 | 0 | 0
[8 empty] | 0 | 0 | 0 | 0 | 0 | 0
[8 empty] | 0 | 0 | 0 | 0 | 0 | 0
[8 empty] | 0 | 0 | 0 | 0 | 0 | 0
[8 empty] | 0 | 0 | 0 | 0 | 0 | 0
[8 empty] | 0 | 0 | 0 | 0 | 0 | 0
[8 empty] | 0 | 0 | 0 | 0 | 0 | 0
[8 empty] | 0 | 0 | 0 | 0 | 0 | 0
[8 empty] | 0 | 0 | 0 | 0 | 0 | 0
[8 empty] | 0 | 0 | 0 | 0 | 0 | 0
[8 empty] | 0 | 0 | 0 | 0 | 0 | 0
[8 empty] | 0 | 0 | 0 | 0 | 0 | 0
[8 empty] | 0 | 0 | 0 | 0 | 0 | 0
[8 empty] | 0 | 0 | 0 | 0 | 0 | 0
[8 empty] | 0 | 0 | 0 | 0 | 0 | 0
[8 empty] | 0 | 0 | 0 | 0 | 0 | 0
[8 empty] | 0 | 0 | 0 | 0 | 0 | 0
[8 empty] | 0 | 0 | 0 | 0 | 0 | 0
[8 empty] | 0 | 0 | 0 | 0 | 0 | 0
[8 empty] | 0 | 0 | 0 | 0 | 0 | 0
[8 empty] | 0 | 0 | 0 | 0 | 0 | 0
[8 empty] | 0 | 0 | 0 | 0 | 0 | 0
[8 empty] | 0 | 0 | 0 | 0 | 0 | 0
[8 empty] | 0 | 0 | 0 | 0 | 0 | 0
[8 empty] | 0 | 0 | 0 | 0 | 0 | 0
[8 empty] | 0 | 0 | 0 | 0 | 0 | 0
[8 empty] | 0 | 0 | 0 | 0 | 0 | 0
[8 empty] | 0 | 0 | 0 | 0 | 0 | 0
[8 empty] | 0 | 0 | 0 | 0 | 0 | 0
[8 empty] | 0 | 0 | 0 | 0 | 0 | 0
[8 empty] | 0 | 0 | 0 | 0 | 0 | 0
[8 empty] | 0 | 0 | 0 | 0 | 0 | 0
[8 empty] | 0 | 0 | 0 | 0 | 0 | 0
[8 empty] | 0 | 0 | 0 | 0 | 0 | 0
[8 empty] | 0 | 0 | 0 | 0 | 0 | 0
[8 empty] | 0 | 0 | 0 | 0 | 0 | 0
[8 empty] | 0 | 0 | 0 | 0 | 0 | 0
[8 empty] | 0 | 0 | 0 | 0 | 0 | 0
[8 empty] | 0 | 0 | 0 | 0 | 0 | 0
[8 empty] | 0 | 0 | 0 | 0 | 0 | 0
[8 empty] | 0 | 0 | 0 | 0 | 0 | 0
[8 empty] | 0 | 0 | 0 | 0 | 0 | 0
[8 empty] | 0 | 0 | 0 | 0 | 0 | 0
[8 empty] | 0 | 0 | 0 | 0 | 0 | 0
[8 empty] | 0 | 0 | 0 | 0 | 0 | 0
[8 empty] | 0 | 0 | 0 | 0 | 0 | 0
[8 empty] | 0 | 0 | 0 | 0 | 0 | 0
[8 empty] | 0 | 0 | 0 | 0 | 0 | 0
[8 empty] | 0 | 0 | 0 | 0 | 0 | 0
[8 empty] | 0 | 0 | 0 | 0 | 0 | 0
[8 empty] | 0 | 0 | 0 | 0 | 0 | 0
[8 empty] | 0 | 0 | 0 | 0 | 0 | 0
[8 empty] | 0 | 0 | 0 | 0 | 0 | 0
[8 empty] | 0 | 0 | 0 | 0 | 0 | 0
[8 empty] | 0 | 0 | 0 | 0 | 0 | 0
[8 empty] | 0 | 0 | 0 | 0 | 0 | 0
[8 empty] | 0 | 0 | 0 | 0 | 0 | 0
[8 empty] | 0 | 0 | 0 | 0 | 0 | 0
[8 empty] | 0 | 0 | 0 | 0 | 0 | 0
[8 empty] | 0 | 0 | 0 | 0 | 0 | 0
[8 empty] | 0 | 0 | 0 | 0 | 0 | 0
[8 empty] | 0 | 0 | 0 | 0 | 0 | 0
[8 empty] | 0 | 0 | 0 | 0 | 0 | 0
[8 empty] | 0 | 0 | 0 | 0 | 0 | 0
[8 empty] | 0 | 0 | 0 | 0 | 0 | 0
[8 empty] | 0 | 0 | 0 | 0 | 0 | 0
[8 empty] | 0 | 0 | 0 | 0 | 0 | 0
[8 empty] | 0 | 0 | 0 | 0 | 0 | 0
[8 empty] | 0 | 0 | 0 | 0 | 0 | 0
[8 empty] | 0 | 0 | 0 | 0 | 0 | 0
[8 empty] | 0 | 0 | 0 | 0 | 0 | 0
[8 empty] | 0 | 0 | 0 | 0 | 0 | 0
[8 empty] | 0 | 0 | 0 | 0 | 0 | 0
[8 empty] | 0 | 0 | 0 | 0 | 0 | 0
[8 empty] | 0 | 0 | 0 | 0 | 0 | 0
[8 empty] | 0 | 0 | 0 | 0 | 0 | 0
[8 empty] | 0 | 0 | 0 | 0 | 0 | 0
[8 empty] | 0 | 0 | 0 | 0 | 0 | 0
[8 empty] | 0 | 0 | 0 | 0 | 0 | 0
[8 empty] | 0 | 0 | 0 | 0 | 0 | 0
[8 empty] | 0 | 0 | 0 | 0 | 0 | 0
[8 empty] | 0 | 0 | 0 | 0 | 0 | 0
[8 empty] | 0 | 0 | 0 | 0 | 0 | 0
[8 empty] | 0 | 0 | 0 | 0 | 0 | 0
[8 empty] | 0 | 0 | 0 | 0 | 0 | 0
[8 empty] | 0 | 0 | 0 | 0 | 0 | 0
[8 empty] | 0 | 0 | 0 | 0 | 0 | 0
[8 empty] | 0 | 0 | 0 | 0 | 0 | 0
[8 empty] | 0 | 0 | 0 | 0 | 0 | 0
[8 empty] | 0 | 0 | 0 | 0 | 0 | 0
[8 empty] | 0 | 0 | 0 | 0 | 0 | 0
[8 empty] | 0 | 0 | 0 | 0 | 0 | 0
[8 empty] | 0 | 0 | 0 | 0 | 0 | 0
[8 empty] | 0 | 0 | 0 | 0 | 0 | 0
[8 empty] | 0 | 0 | 0 | 0 | 0 | 0
[8 empty] | 0 | 0 | 0 | 0 | 0 | 0
[8 empty] | 0 | 0 | 0 | 0 | 0 | 0
[8 empty] | 0 | 0 | 0 | 0 | 0 | 0
[8 empty] | 0 | 0 | 0 | 0 | 0 | 0
[8 empty] | 0 | 0 | 0 | 0 | 0 | 0
[8 empty] | 0 | 0 | 0 | 0 | 0 | 0
[8 empty] | 0 | 0 | 0 | 0 | 0 | 0
[8 empty] | 0 | 0 | 0 | 0 | 0 | 0
[8 empty] | 0 | 0 | 0 | 0 | 0 | 0
[8 empty] | 0 | 0 | 0 | 0 | 0 | 0
[8 empty] | 0 | 0 | 0 | 0 | 0 | 0
[8 empty] | 0 | 0 | 0 | 0 | 0 | 0
[8 empty] | 0 | 0 | 0 | 0 | 0 | 0
[8 empty] | 0 | 0 | 0 | 0 | 0 | 0
[8 empty] | 0 | 0 | 0 | 0 | 0 | 0
[8 empty] | 0 | 0 | 0 | 0 | 0 | 0
[8 empty] | 0 | 0 | 0 | 0 | 0 | 0
[8 empty] | 0 | 0 | 0 | 0 | 0 | 0
[8 empty] | 0 | 0 | 0 | 0 | 0 | 0
[8 empty] | 0 | 0 | 0 | 0 | 0 | 0
[8 empty] | 0 | 0 | 0 | 0 | 0 | 0
[8 empty] | 0 | 0 | 0 | 0 | 0 | 0
[8 empty] | 0 | 0 | 0 | 0 | 0 | 0
[8 empty] | 0 | 0 | 0 | 0 | 0 | 0
[8 empty] | 0 | 0 | 0 | 0 | 0 | 0
[8 empty] | 0 | 0 | 0 | 0 | 0 | 0
[8 empty] | 0 | 0 | 0 | 0 | 0 | 0
[8 empty] | 0 | 0 | 0 | 0 | 0 | 0
[8 empty] | 0 | 0 | 0 | 0 | 0 | 0
[8 empty] | 0 | 0 | 0 | 0 | 0 | 0
[8 empty] | 0 | 0 | 0 | 0 | 0 | 0
[8 empty] | 0 | 0 | 0 | 0 | 0 | 0
[8 empty] | 0 | 0 | 0 | 0 | 0 | 0
[8 empty] | 0 | 0 | 0 | 0 | 0 | 0
[8 empty] | 0 | 0 | 0 | 0 | 0 | 0
[8 empty] | 0 | 0 | 0 | 0 | 0 | 0
[8 empty] | 0 | 0 | 0 | 0 | 0 | 0
[8 empty] | 0 | 0 | 0 | 0 | 0 | 0
[8 empty] | 0 | 0 | 0 | 0 | 0 | 0
[8 empty] | 0 | 0 | 0 | 0 | 0 | 0
[8 empty] | 0 | 0 | 0 | 0 | 0 | 0
[8 empty] | 0 | 0 | 0 | 0 | 0 | 0
[8 empty] | 0 | 0 | 0 | 0 | 0 | 0
[8 empty] | 0 | 0 | 0 | 0 | 0 | 0
[8 empty] | 0 | 0 | 0 | 0 | 0 | 0
[8 empty] | 0 | 0 | 0 | 0 | 0 | 0
[8 empty] | 0 | 0 | 0 | 0 | 0 | 0
[8 empty] | 0 | 0 | 0 | 0 | 0 | 0
[8 empty] | 0 | 0 | 0 | 0 | 0 | 0

## CCTV_DAHUA
CATEGORY | TYPE | MODEL | ITEM DESCRIPTION | OTHER DESCRIPTION | PURCHASE AMOUNT Vat-Ex | Last Price Update Date | SRP (End-User) |  | DEALER's PRICE |  | CONTRACTOR's PRICE |  | REMARKS
[7 empty] | Small Volume (50% Mark-Up) | Big Volume (30% Mark-Up) | Small Volume (30% Mark-Up) | Big Volume (20% Mark-Up) | Small Volume (15% Mark-Up) | Big Volume (10% Mark-Up)
KIT |  | DH-KIT1B04 | 1 x DH-XVR1B04 2 x HAC-B1A21N 2 x HAC-T1A21N |  | 4700 | 2022-09-01 | 7050 | 6110 | 6110 | 5640 | 5405 | 5170
KIT |  | DH-KIT1B08 | 1 x DH-XVR1B08 4 x HAC-B1A21N 4 x HAC-T1A21N |  | 7900 | 2022-09-01 | 11850 | 10270 | 10270 | 9480 | 9085 | 8690
KIT |  | DH-KIT-CVI2MP2B2T-I | 1 x XVR1B04-I 2 x B1A21N-0360B 2 x -T1A21N-0360B |  | 4700 | 2022-09-01 | 7050 | 6110 | 6110 | 5640 | 5405 | 5170
KIT |  | DH-KIT-CVI2MP4B4T-I | 1 x XVR1B08-I 4 x B1A21N-0360B 4 x -T1A21N-0360B |  | 7900 | 2022-09-01 | 11850 | 10270 | 10270 | 9480 | 9085 | 8690
Analog Camera |  | DH-HUM3201B | 2mp, 2.8mm lens, Pinhole Camera | Aluminum | 2160 | 2022-09-01 | 3240 | 2808 | 2808 | 2592 | 2484 | 2376
Analog Camera |  | DH-HDBW2221F | 2mp, 3.6 mm lens, 30m, IP67 mini Dome Camera | Metal | 1840 | 2022-09-01 | 2760 | 2392 | 2392 | 2208 | 2116 | 2024
Analog Camera | Cooper | DH-T1A21N | 2MP HDCVI IR Eyeball Camera | 2 MP ; 3.6mm Lens | 500 | 2022-09-01 | 750 | 650 | 650 | 600 | 575 | 550
Analog Camera | Cooper | DH-T1A51N | 5MP HDCVI IR Eyeball Camera |  | 870 | 2022-09-01 | 1305 | 1131 | 1131 | 1044 | 1000.5 | 957
Analog Camera | Bullet | DH-B1A11N | 1MP HDCVI IR Bullet Camera | 1 MP3.6mm | 450 | 2022-09-01 | 675 | 585 | 585 | 540 | 517.5 | 495
Analog Camera | Cooper | DH-B1A21N | 2MP HDCVI IR Bullet Camera | 2 MP3.6mm | 540 | 2022-09-01 | 810 | 702 | 702 | 648 | 621 | 594
Analog Camera | Cooper | DH-B1A51N | 5MP HDCVI IR Bullet Camer | 5 mp 3.6mm | 930 | 2022-09-01 | 1395 | 1209 | 1209 | 1116 | 1069.5 | 1023
Analog Camera | IR Eyeball | DH-HDW1200M | 2MP HDCVI IR Eyeball Camera | 2 MP2.8mm | 861.25 | 2022-09-01 | 1291.875 | 1119.625 | 1119.625 | 1033.5 | 990.4375 | 947.375
Analog Camera | IR Eyeball | DH-HDW1400R | 4MP HDCVI IR Eyeball Camera | 4 MP2.8mm | 880 | 2022-09-01 | 1320 | 1144 | 1144 | 1056 | 1012 | 968
Analog Camera | IR Eyeball | DH-HDW1400EM-A | 4MP HDCVI IR Eyeball Camera | 4 MP2.8mm | 1300 | 2022-09-01 | 1950 | 1690 | 1690 | 1560 | 1495 | 1430
Analog Camera | IR | DH-HFW1200DN | 2MP HDCVI IR Bullet Camera | 2 MP 3.6mm | 1100 | 2022-09-01 | 1650 | 1430 | 1430 | 1320 | 1265 | 1210
Analog Camera | IR | DH-HFW1400D | 4MP HDCVI IR Bullet Camera | 4 MP 3.6mm | 1430 | 2022-09-01 | 2145 | 1859 | 1859 | 1716 | 1644.5 | 1573
Analog Camera | STARLIGHT | DH-HDW1230SLN | 2MP Starlight HDCVI IR Eyeball Camera | 2 MP2.8mm | 1010 | 2022-09-01 | 1515 | 1313 | 1313 | 1212 | 1161.5 | 1111
Analog Camera | STARLIGHT | DH-HDBW1230RN-Z | 2MP Starlight HDCVI IR Dome Camera | 2 MP2.7-12mm Motorized VF | 2860 | 2022-09-01 | 4290 | 3718 | 3718 | 3432 | 3289 | 3146
Analog Camera | STARLIGHT | DH-HDW1230TN-Z | 2MP Starlight HDCVI IR Eyeball Camera | 2 MP2.7-12mm Motorized VF | 2600 | 2022-02-01 | 3900 | 3380 | 3380 | 3120 | 2990 | 2860
Analog Camera | STARLIGHT | DH-HDW1230TN-ZA | 2MP Starlight HDCVI IR Eyeball Camera | 2 MP2.7-13.5mm Motorized | 1960 | 2022-02-01 | 2940 | 2548 | 2548 | 2352 | 2254 | 2156
Analog Camera | STARLIGHT | DH-HFW2241T-ZA | 2MP Starlight HDCVI IR Bullet Camera | 2 MP2.7-13.5mm Motorized | 3220 | 2022-09-01 | 4830 | 4186 | 4186 | 3864 | 3703 | 3542
Analog Camera | STARLIGHT | DH-HFW1230T | 2MP Starlight HDCVI IR Bullet Camera | 2 MP3.6mm | 1210 | 2022-09-01 | 1815 | 1573 | 1573 | 1452 | 1391.5 | 1331
Analog Camera | STARLIGHT | DH-HFW3231E-Z | 2MP Starlight HDCVI IR Bullet Camera | 2 MP2.7-12mm Motorized | 5970 | 2022-09-01 | 8955 | 7761 | 7761 | 7164 | 6865.5 | 6567
Analog Camera | Full-Color | DH-HDW1239TLN-A-LED | 2M Full-color Starlight HDCVI Eyeball Camera | 2 MP3.6mm | 1200 | 2022-02-01 | 1800 | 1560 | 1560 | 1440 | 1380 | 1320
Analog Camera | Full-Color | DH-HFW1239TLMN-A-LED | 2M Full-color Starlight HDCVI Bullet Camera | 2 MP3.6mm | 1500 | 2022-09-01 | 2250 | 1950 | 1950 | 1800 | 1725 | 1650
Analog Camera | Full-Color | DH-HFW1239TLMN-LED | 2M Full-color Starlight HDCVI Bullet Camera | 2 MP3.6mm | 1400 | 2022-09-01 | 2100 | 1820 | 1820 | 1680 | 1610 | 1540
Analog Camera | IR | DH-HDBW1100R-VF-S3 | 1MP HDCVI IR Dome Camera | 1 MP2.7-12mm | 1450 | 2022-09-01 | 2175 | 1885 | 1885 | 1740 | 1667.5 | 1595
Analog Camera | IR | DH-HDBW1200EN | 2MP HDCVI IR Dome Camera | 2 MP2.8mm | 1070 | 2022-09-01 | 1605 | 1391 | 1391 | 1284 | 1230.5 | 1177
Analog Camera | IR | DH-HDBW1200R-VF-S3 | 2MP HDCVI IR Dome Camera | 2 MP 2.7-12mm vari-focal lens | 1475 | 2022-09-01 | 2212.5 | 1917.5 | 1917.5 | 1770 | 1696.25 | 1622.5
Analog Camera | STARLIGHT | DH-HDBW3231E-Z | 2MP Starlight HDCVI IR Dome Camera | 2 MP 2.7-12mm vari-focal lens | 5970 | 2022-09-01 | 8955 | 7761 | 7761 | 7164 | 6865.5 | 6567
Analog Camera | IR Eyeball | DH-HDW1200R-VF-S3 | 2MP HDCVI IR Eyeball Camera | 2 MP 2.7-12mm vari-focal lens | 1430 | 2022-09-01 | 2145 | 1859 | 1859 | 1716 | 1644.5 | 1573
Analog Camera | IR Eyeball | DH-HDW1220S-S3 | 2MP Full HD Network IR Small Eyeball Camera | 2 MP3.6mm | 2100 | 2022-09-01 | 3150 | 2730 | 2730 | 2520 | 2415 | 2310
Analog Camera | STARLIGHT | DH-HDW1239TN-A-LED | Full-color Starlight Eyeball Camera | 2 MP 2.8mm | 2520 | 2022-09-01 | 3780 | 3276 | 3276 | 3024 | 2898 | 2772
Analog Camera | STARLIGHT | DH-HDW1239TN-LED | Full-color Starlight Eyeball Camera | 2 MP3.6mm | 1250 | 2022-02-01 | 1875 | 1625 | 1625 | 1500 | 1437.5 | 1375
Analog Camera | IR | DH-HFW1000R-S3 | 1MP HDCVI IR Bullet Camera | 1 MP3.6mm | 400 | 2022-09-01 | 600 | 520 | 520 | 480 | 460 | 440
Analog Camera | IR | DH-HFW1200R-VF-S3 | 2MP HDCVI IR Bullet Camera | 2 MP 2.7-12mm vari-focal lens | 1450 | 2022-09-01 | 2175 | 1885 | 1885 | 1740 | 1667.5 | 1595
Analog Camera | IR | DH-HFW1200RN | 2Megapixel Bullet Camera | 2 MP3.6mm | 550 | 2022-09-01 | 825 | 715 | 715 | 660 | 632.5 | 605
Analog Camera | Full-Color | DH-HFW1239TN-LED | 2M Full color Bullet camera | 2 MP3.6mm | 1150 | 2022-09-01 | 1725 | 1495 | 1495 | 1380 | 1322.5 | 1265
Analog Camera | IR | DH-T1A11N | 1MP HDCVI IR Eyeball Camera | 1 MP2.8mm | 395 | 2022-09-01 | 592.5 | 513.5 | 513.5 | 474 | 454.25 | 434.5
Analog Camera | HDCVI | DH-HFW1200CMN | 2MP HDCVI IR Bullet Camera | 2 MP3.6mm | 750 | 2022-09-01 | 1125 | 975 | 975 | 900 | 862.5 | 825
Analog Camera | HDCVI | DH-HFW1200CMN-A | 2MP HDCVI IR Bullet Camera | 2 MP3.6mm | 850 | 2022-09-01 | 1275 | 1105 | 1105 | 1020 | 977.5 | 935
Analog Camera | HDCVI | DH-HDW1200TRQN | 2MP HDCVI IR Eyeball Camera | 2 MP3.6mm | 595 | 2022-09-01 | 892.5 | 773.5 | 773.5 | 714 | 684.25 | 654.5
Analog Camera | HDCVI | DH-HFW1200CN-A | 2MP HDCVI IR Bullet Camera W/ Built in Mic | 2 MP3.6mm | 765 | 2022-09-01 | 1147.5 | 994.5 | 994.5 | 918 | 879.75 | 841.5
Analog Camera | HDCVI | DH-HDW1200TRQN-A | 2MP HDCVI IR Eyeball Camera w/ Built in mic | 2 MP3.6mm | 1030 | 2022-09-01 | 1545 | 1339 | 1339 | 1236 | 1184.5 | 1133
Analog Camera | Lite Series | DH-HDW1200TQN-A | 2MP HDCVI IR Eyeball Camera | 2 MP2.8mm | 865 | 2022-09-01 | 1297.5 | 1124.5 | 1124.5 | 1038 | 994.75 | 951.5
Analog Camera | FULL COLOR bullet | DH-HFW1500CN | 5MP,3.6 mm fixed lens,30 m, Smart IR IP67, DC12V | 2 MP3.6mm | 960 | 2022-09-01 | 1440 | 1248 | 1248 | 1152 | 1104 | 1056
Analog Camera | FULL COLOR bullet | DH-HFW1500CMN | 5MP ,3.6mm fixed lens, 30m, All Metal ,IP67 | 2 MP3.6mm | 1180 | 2022-09-01 | 1770 | 1534 | 1534 | 1416 | 1357 | 1298
Analog Camera | FULL COLOR bullet | DH-HFW1239MHN-LED | 2mp, 3.6mm lens, 40m IR distance, IP67 bullet camera |  | 1495 | 2022-09-01 | 2242.5 | 1943.5 | 1943.5 | 1794 | 1719.25 | 1644.5
Analog Camera | FULL COLOR bullet | DH-HFW1239MHN-A-LED | 2mp, 3.6mm lens, 50m IR distance, built-in mic, IP67 bullet camera |  | 1600 | 2022-09-01 | 2400 | 2080 | 2080 | 1920 | 1840 | 1760
Analog Camera | FULL COLOR bullet | DH-HFW1509TN-LED | 5mp, 2.8mm lens, 20m IR distance, IP67 bullet camera |  | 1690 | 2022-09-01 | 2535 | 2197 | 2197 | 2028 | 1943.5 | 1859
Analog Camera | FULL COLOR bullet | DH-HFW1509TN-A-LED | 5mp, 2.8mm lens, 20m IR distance, built-in mic, IP67 bullet camera |  | 1755 | 2022-09-01 | 2632.5 | 2281.5 | 2281.5 | 2106 | 2018.25 | 1930.5
Analog Camera | FULL COLOR bullet | DH-HFW1509TLMN-LED | 5mp, 2.8mm lens, 40m IR distance, IP67 bullet camera |  | 1755 | 2022-09-01 | 2632.5 | 2281.5 | 2281.5 | 2106 | 2018.25 | 1930.5
Analog Camera | FULL COLOR bullet | DH-HFW1509TLMN-A-LED | 5mp, 2.8mm lens, 40m IR distance, built-in mic, IP67 bullet camera |  | 1820 | 2022-09-01 | 2730 | 2366 | 2366 | 2184 | 2093 | 2002
Analog Camera | Analog PTZ | DH-SD59225I-HC | 25x Starlight IR PTZ HDCVI Camera | 2 MP4.8mm~120mm | 10300 | 2022-02-01 | 15450 | 13390 | 13390 | 12360 | 11845 | 11330
Analog Camera | HDCVI | DH-HDW1239TLN-LED | 2MP Full-color HDCVI Eyeball Camera | 2 MP3.6mm | 1171 | 2022-02-01 | 1756.5 | 1522.3 | 1522.3 | 1405.2 | 1346.65 | 1288.1
Analog Camera | STARLIGHT FULL COLOR | DH-HDW2249TN-A | 2MP Full-color Starlight HDCVI Eyeball Camera | 2 MP3.6mm | 2200 | 2022-02-01 | 3300 | 2860 | 2860 | 2640 | 2530 | 2420
Analog Camera | Lite Series | DH-HDW1500TMQN | 5MP HDCVI Eyebal lCamera | 5MP3.6mm | 1450 | 2022-09-01 | 2175 | 1885 | 1885 | 1740 | 1667.5 | 1595
Analog Camera | FULL COLOR dome | DH-HDW1239TLQN-LED | 2mp, 3.6mm lens, 20m IR distance, Full color, IP67 dome camera | Metal + Plastic | 1100 | 2022-09-01 | 1650 | 1430 | 1430 | 1320 | 1265 | 1210
Analog Camera | FULL COLOR dome | DH-HDW1239TLQN-A-LED | 2mp, 2.8mm lens, 20m IR distance, Full color, built-in mic, IP67 dome camera | Metal + Plastic | 1200 | 2022-09-01 | 1800 | 1560 | 1560 | 1440 | 1380 | 1320
Analog Camera | FULL COLOR dome | DH-HDW1239TN-A-LED | 2mp, 3.6mm lens, 40m IR distance, Full color, Built-in Mic, IP67 dome camera | Metal | 2520 | 2022-09-01 | 3780 | 3276 | 3276 | 3024 | 2898 | 2772
Analog Camera | FULL COLOR dome | DH-HDW1509TLQN-LED | 5mp, 2.8mm lens, 20m IR distance, Full color, IP67 dome camera | Metal + Plastic | 1560 | 2022-09-01 | 2340 | 2028 | 2028 | 1872 | 1794 | 1716
Analog Camera | FULL COLOR dome | DH-HDW1509TLQN-A-LED | 5mp, 2.8mm lens, 20m IR distance, Full color, Built in Mic, IP67 dome camera | Metal + Plastic | 1625 | 2022-09-01 | 2437.5 | 2112.5 | 2112.5 | 1950 | 1868.75 | 1787.5
Analog Camera | FULL COLOR dome | DH-HDW1509TN-LED | 5mp, 2.8mm lens, 40m IR distance, Full color, IP67 dome camera | Metal | 1690 | 2022-09-01 | 2535 | 2197 | 2197 | 2028 | 1943.5 | 1859
Analog Camera | FULL COLOR dome | DH-HDW1509TN-A-LED | 5mp, 2.8mm lens, 40m IR distance, Full color, Built-in Mic, IP67 dome camera | Metal | 1755 | 2022-09-01 | 2632.5 | 2281.5 | 2281.5 | 2106 | 2018.25 | 1930.5
Analog Camera | FULL COLOR dome | DH-HDW2249TN-A | PRO series, 2mp, 3.6mm lens, Starlight Full color, built-in mic, IP67, eyeball camera | Aluminum | 2200 | 2022-09-01 | 3300 | 2860 | 2860 | 2640 | 2530 | 2420
IP Camera | EZ-IP | DH-T1B20N | 2MP IR Turret Network Camera | 2 MP ; 3.6mm Lens | 1650 | 2022-09-01 | 2475 | 2145 | 2145 | 1980 | 1897.5 | 1815
IP Camera | IR | DH-IPC-HDW1431S-S2 | 4 MP Network Dome Camera | 4 MP ; 2.8mm Lens | 3040 | 2022-09-01 | 4560 | 3952 | 3952 | 3648 | 3496 | 3344
IP Camera | IR | DH-IPC-HDW4231EM-ASE | 2MP IR Eyeball Network Camera w/built in mic | 2 MP ; 3.6mm Lens | 3840 | 2022-09-01 | 5760 | 4992 | 4992 | 4608 | 4416 | 4224
IP Camera | IR | DH-IPC-HDBW4231E-ASE | 2MP IR Mini Dome Network Camera | 2 MP ; 3.6mm Lens | 3840 | 2022-09-01 | 5760 | 4992 | 4992 | 4608 | 4416 | 4224
IP Camera | IR | DH-IPC-HDBW4431E-ASE | 4MP IR mini Dome Network Camera | 4 MP ; 3.6mm Lens | 4180 | 2022-09-01 | 6270 | 5434 | 5434 | 5016 | 4807 | 4598
IP Camera | IR | DH-IPC-HDBW1431E | 4MP IP Vandal Proof IR D/N Dome Camera | 4 MP ; 3.6mm Lens | 3040 | 2022-02-01 | 4560 | 3952 | 3952 | 3648 | 3496 | 3344
IP Camera | IR | DH-IPC-HDBW2230EN-S-S2 | 2MP IR Mini Dome Network Camera | 2 MP ; 3.6mm/2.8mm Lens | 1820 | 2022-02-01 | 2730 | 2366 | 2366 | 2184 | 2093 | 2002
IP Camera | IR | DH-HDBW2431E-S-S2 | 4MP WDR IR Mini Dome Network Camera | 4 MP ; 2.8mm/3.6mm Lens | 2275 | 2022-02-01 | 3412.5 | 2957.5 | 2957.5 | 2730 | 2616.25 | 2502.5
IP Camera | IR | DH-IPC-HDW2231T-ZS-S2 | 2MP WDR IR Eyeball Network Camera | 2 MP ; 2.8mm Lens | 4200 | 2022-02-01 | 6300 | 5460 | 5460 | 5040 | 4830 | 4620
IP Camera | IR | DH-IPC-HFW1230M-S-I2 | 2MP Network IR Bullet Camera Suit | 2 MP ; 3.6mm Lens | 2360 | 2022-02-01 | 3540 | 3068 | 3068 | 2832 | 2714 | 2596
IP Camera | IR | DH-IPC-HFW4231E-SE | 2MP WDR IR Mini Bullet Network Camera | 2 MP ; 3.6mm Lens | 3720 | 2022-02-01 | 5580 | 4836 | 4836 | 4464 | 4278 | 4092
IP Camera | IR | DH-IPC-HFW4231E-S-S2 | 2MP WDR IR Mini Bullet Network Camera | 2 MP ; 3.6mm Lens | 3640 | 2022-02-01 | 5460 | 4732 | 4732 | 4368 | 4186 | 4004
IP Camera | IR | DH-IPC-HFW1431S-S2 | 4MP WDR IR Mini-Bullet Camera | 4MP ; 3.6mm Lens | 3040 | 2022-02-01 | 4560 | 3952 | 3952 | 3648 | 3496 | 3344
IP Camera | IR | DH-IPC-HFW4231T-ASE | 2MP WDR IR Mini Bullet Network Camera | 2 MP ; 3.6mm Lens | 3910 | 2022-02-01 | 5865 | 5083 | 5083 | 4692 | 4496.5 | 4301
IP Camera | IR | DH-IPC-HFW2231T-ZS | 2MP WDR IR Bullet Network Camera | 2 MP ; 2.7 to 12mm Lens | 3510 | 2022-02-01 | 5265 | 4563 | 4563 | 4212 | 4036.5 | 3861
IP Camera | IR | DH-IPC-HDPW1230R1-S4 | 2MP Entry IR Fixed Focal Dome Netwok Camera | 2 MP ; 3.6 mm Lens | 1690 | 2022-02-01 | 2535 | 2197 | 2197 | 2028 | 1943.5 | 1859
IP Camera | IR | DH-IPC-HDW4431EM-AS-S4 | 4MP IR Eyeball Network Camera | 4 MP ; 3.6mm Lens | 3200 | 2022-02-01 | 4800 | 4160 | 4160 | 3840 | 3680 | 3520
IP Camera | IR | DH-IPC-HFW1230SN | 2MP IR Mini-Bullet Network Camera | 2MP ; 2.8mm Lens | 1690 | 2022-02-01 | 2535 | 2197 | 2197 | 2028 | 1943.5 | 1859
IP Camera | IR | DH-IPC-HDW2230TN-AS-S2 | 2MP IR Eyeball Network Camera | 2MP ; 3.6mm Lens | 1885 | 2022-02-01 | 2827.5 | 2450.5 | 2450.5 | 2262 | 2167.75 | 2073.5
IP Camera | IR | DH-IPC-HFW1431SN-S4 | 4MP Entry IR Fixed-focal Bullet Netwok Camera | 4 MP ; 2.8mm Lens | 2150 | 2022-02-01 | 3225 | 2795 | 2795 | 2580 | 2472.5 | 2365
IP Camera | IR | DH-HFW1230S1N-S5 | 2MP Entry IR Fixed-Focal Bullet Netwok Camera | 2MP ; 2.8mm Lens | 2100 | 2022-02-01 | 3150 | 2730 | 2730 | 2520 | 2415 | 2310
IP Camera | WDR IR | DH-IPC-HDBW4231E-AS-S2 | 2MP IR Bullet Mini Dome Network Camera | 2 MP ; 3.6mm Lens | 3605 | 2022-02-01 | 5407.5 | 4686.5 | 4686.5 | 4326 | 4145.75 | 3965.5
IP Camera | WDR IR | DH-IPC-HDBW1431EN-S4 | 4MP WDR IR Mini-Dome Network Camera | 4 MP ; 3.6mm Lens | 2250 | 2022-02-01 | 3375 | 2925 | 2925 | 2700 | 2587.5 | 2475
IP Camera | WDR IR | DH-IPC-HDBW2231R-ZS | 2MP WDR IR Dome Network Camera | 2 MP ; 2.7-13.5mm Motorized Lens | 3910 | 2022-02-01 | 5865 | 5083 | 5083 | 4692 | 4496.5 | 4301
IP Camera | WDR IR | DH-IPC-HDPW1431R1N-S4 | Entry 4mp 30m H.265 IP dome | 4 MP ; no datasheet available Lens | 2050 | 2022-02-01 | 3075 | 2665 | 2665 | 2460 | 2357.5 | 2255
IP Camera | WDR IR | DH-IPC-HFW2231SN-S-S2 | 2MP WDR IR Bullet Network Camera | 2 MP ; 2.8 mm Lens | 2015 | 2022-02-01 | 3022.5 | 2619.5 | 2619.5 | 2418 | 2317.25 | 2216.5
IP Camera | WDR IR | DH-IPC-HFW4231T-S-S4 | 2MP WDR IR Mini Bullet Network Camera | 2 MP ; 3.6mm Lens | 3200 | 2022-02-01 | 4800 | 4160 | 4160 | 3840 | 3680 | 3520
IP Camera | WDR IR | DH-IPC-HFW4431E-SE | 4MP WDR IR Mini Bullet Network Camera | 4 MP ; 3.6mm Lens | 4050 | 2022-02-01 | 6075 | 5265 | 5265 | 4860 | 4657.5 | 4455
IP Camera | WDR IR | DH-IPC-HFW8231E-Z | 2MP WDR IR Bullet Network Camera | 2 MP ; 2.7-12mm Motorized Lens Lens | 11100 | 2022-02-01 | 16650 | 14430 | 14430 | 13320 | 12765 | 12210
IP Camera | WDR IR | DH-IPC-HFW8331E-Z | 3MP WDR IR Bullet Network Camera | 3 MP ; 2.7-12mm Motorized Lens Lens | 12500 | 2022-02-01 | 18750 | 16250 | 16250 | 15000 | 14375 | 13750
IP Camera | WDR IR | DH-IPC-HFW4431TN-S-S4 | 4MP WDR IR Mini Bullet Network Camera | 4 MP ; 3.6mm Lens | 4409 | 2022-02-01 | 6613.5 | 5731.7 | 5731.7 | 5290.8 | 5070.35 | 4849.9
IP Camera | Fixed Focal | DH-HFW1239S1N-LED-S5 | Full-color Fixed-focal Bullet Netwok Camera | 2 MP ; 3.6 mm Lens | 1820 | 2022-02-01 | 2730 | 2366 | 2366 | 2184 | 2093 | 2002
IP Camera | Fixed Focal | DH-HDW1239T1N-LED-S4 | Full-color Fixed-focal Eyeball Netwok Camera | 2 MP ; 3.6 mm Lens | 1820 | 2022-02-01 | 2730 | 2366 | 2366 | 2184 | 2093 | 2002
IP Camera | Fixed Focal | DH-HDW1239T1N-LED-S5 | 2MP Lite Full-color Fixed-focal Eyeball Netwok Camera | 2 MP ; 3.6 mm Lens | 1820 | 2022-02-01 | 2730 | 2366 | 2366 | 2184 | 2093 | 2002
IP Camera | WizSense | DH-HFW3441EN-AS | 4MP IR Fixed focal Bullet WizSense Network Camera | 4 MP ; 3.6 mm Lens | 3500 | 2022-02-01 | 5250 | 4550 | 4550 | 4200 | 4025 | 3850
IP Camera | Lite AI IR | DH-HFW3241MN-AS-I2 | 2MP Lite AI IR Fixed focal Bullet Network Camera | 2 MP ; Lens | 3705 | 2022-02-01 | 5557.5 | 4816.5 | 4816.5 | 4446 | 4260.75 | 4075.5
IP Camera | IR VARIFOCAL DOME | DH-HDPW1431R1N-ZS-S4 | 4MP Entry IR Vari-focal Dome Netwok Camera | 4MP ; Lens | 4650 | 2022-02-01 | 6975 | 6045 | 6045 | 5580 | 5347.5 | 5115
IP Camera | FIX FOCAL | DH-HDW1230T1N-S5 | 2MP Entry IR Fixed-Focal Eyeball Netwok Camera | 2MP ; Lens | 1560 | 2022-09-01
IP Camera | LITE FULL COLOR | DH-HDW2439TN-AS-LED-S2 | 4MP Lite Full-color Fixed-focal Eyeball Network Camera | 4MP ; 3.6mm Lens | 2850 | 2022-02-01 | 4275 | 3705 | 3705 | 3420 | 3277.5 | 3135
IP Camera | LITE FULL COLOR | DH-HFW2239MN-AS-LED-B-S2 | 2MP Lite Full-color Fixed-focal Bullet Network Camera | 2MP ; 3.6mm Lens | 2850 | 2022-02-01 | 4275 | 3705 | 3705 | 3420 | 3277.5 | 3135
IP Camera | ECO SAVY | DH-HDW4431EMN-AS-S4 | 4MP IR Eyeball Network Camera | 4MP ; 3.6mm Lens | 3927.5 | 2022-02-01 | 5891.25 | 5105.75 | 5105.75 | 4713 | 4516.625 | 4320.25
IP Camera | Lite Series | DH-HFW2431SN-S-S2 | 4MP WDR IR Bullet Network Camera | 4MP ; 2.8mm/3.6mm Lens | 2750 | 2022-02-01 | 4125 | 3575 | 3575 | 3300 | 3162.5 | 3025
IP Camera | Lite Series | DH-IPC-HFW2231TN-ZS-S2 | 2MP Lite IR Fixed-focal Bullet Network Camera | 2MP ; 2.7 mm–12 mm Lens | 4700 | 2022-02-01 | 7050 | 6110 | 6110 | 5640 | 5405 | 5170
IP Camera | IR Fixed | DH-IPC-HFW1431S-S4 | 4MP Entry IR Fixed-focad bullet Netwok Camera | 4MP ; 2.8/3.6 mm Lens | 2150 | 2022-02-01 | 3225 | 2795 | 2795 | 2580 | 2472.5 | 2365
IP Camera | IR Fixed | DH-IPC-HDW1431T1-S4 | 4MP Entry IR Fixed-focal Eyeball Netwok Camera | 4MP ; 2.8/3.6 mm Lens | 1900 | 2022-02-01 | 2850 | 2470 | 2470 | 2280 | 2185 | 2090
IP Camera | Fixed-Focal Eyeball | DH-IPC-HDW1431S-S4 | 4MP Entry IR Fixed-focal Eyeball Netwok Camera | 4MP ; 2.8/3.6 mm Lens | 2150 | 2022-02-01 | 3225 | 2795 | 2795 | 2580 | 2472.5 | 2365
IP Camera | Full-Color | DH-HFW2439MN-AS-LED-B-S2 | 4MP Lite Full Color Fixed Focal Bullet Network Camera | 4MP ; 2.8/3.6 mm Lens | 3000 | 2022-02-01 | 4500 | 3900 | 3900 | 3600 | 3450 | 3300
IP Camera | IR Bullet | DH-IPC-HFW2230S-S-S2 | 2MP IR Bullet Network Camera | 2MP ; 3.6mm Lens | 2150 | 2022-02-01 | 3225 | 2795 | 2795 | 2580 | 2472.5 | 2365
IP Camera | IR Mini Dome | DH-HDBW2431EN-S-S2 | 4MP WDR IR Mini Dome Network Camera | 4MP ; 2.8/3.6 mm Lens | 2750 | 2022-02-01 | 4125 | 3575 | 3575 | 3300 | 3162.5 | 3025
IP Camera | IR Bullet | DH-IPC-HFW2431TN-ZS-S2 | 4MP WDR IR Bullet Network Camera | 4MP ; 2.7 - 13mm Lens | 5600 | 2022-02-01 | 8400 | 7280 | 7280 | 6720 | 6440 | 6160
IP PTZ | Mini | DH-SD22404T-GN | Anti-Vandal PTZ IP Camera 4MP, 2.7-11mm (112.5-30°) lens, 4x Optical Zoom, WIFI ... Featuring powerful optical zoom and accurate pan/tilt/zoom | 4 MP ; 2.7-11mm Lens | 5400 | 2022-02-01 | 8100 | 7020 | 7020 | 6480 | 6210 | 5940
IP PTZ | PTZ | DH-SD6C230U-HNI | 2Megapixel STARVIS™ CMOS. Powerful 30x optical zoom. Starlight technology. H.265 Encoding. Max. 50/60fps@1080P. Auto-tracking and IVS. | 2 MP ; 4.5-135mm Lens | 25000 | 2022-09-01 | 37500 | 32500 | 32500 | 30000 | 28750 | 27500
IP PTZ | PTZ | DH-SD6AL230F-HNI | 2Megapixel CMOS Powerful 30x optical zoom Starlight technology Max. 25/30fps@1080P, 25/30/50/60fps@720P Auto tracking and IVS Support Hi-PoE IR. | 2 MP ; 6mm~180mm Lens | 73700 | 2022-09-01 | 110550 | 95810 | 95810 | 88440 | 84755 | 81070
IP PTZ | PTZ | DH-SD49225N-HC-LA | 2MP 25x Starlight IR PTZ HDCVI Camera | 2 MP ; - Lens | 11375 | 2022-09-01 | 17062.5 | 14787.5 | 14787.5 | 13650 | 13081.25 | 12512.5
IP PTZ | PTZ | DH-SD59225N-HC-LA | 2Megapixel STARVIS™ CMOS. Powerful 25x optical zoom. Starlight technology | 2 MP ; - Lens | 13260 | 2022-02-01 | 19890 | 17238 | 17238 | 15912 | 15249 | 14586
IP PTZ | PTZ | DH-SD59225UN-HNI | 2MP 25x Starlight IR PTZ Network Camera | 2 MP ; 4.8mm~120mm Lens | 15847 | 2022-02-01 | 23770.5 | 20601.1 | 20601.1 | 19016.4 | 18224.05 | 17431.7
IP PTZ | PTZ Dome Camera | DH-SD6A120I-HC | 1 megapixel 720P HDCVI IR PTZ dome camera | 1 MP ; 4.7mm~94mm Lens | 21100 | 2022-09-01 | 31650 | 27430 | 27430 | 25320 | 24265 | 23210
IP PTZ | PTZ NETWORK CAMERA | DH-SD6A230-HNI | 2 Megapixels. Scanning System. Progressive | 2 MP ; 4.3mm~129mm Lens | 46800 | 2022-09-01 | 70200 | 60840 | 60840 | 56160 | 53820 | 51480
IP PTZ | wizsense | DH-SD49225XAN-HNR | 2MP 25x Starlight IR WizSense Network PTZ. Camera | 2 MP ; 4.8 mm–120 mm Lens | 12740 | 2022-02-01 | 19110 | 16562 | 16562 | 15288 | 14651 | 14014
IP PTZ | PTZ NETWORK CAMERA | DH-SD22404T-GN-S2 | 4Megapixel CMOS Powerful 4x optical zoom WDR, Day/Night(ICR) | 4 MP ; 2.7mm~11mm Lens | 6240 | 2022-02-01 | 9360 | 8112 | 8112 | 7488 | 7176 | 6864
POE |  | DH-PFS3006-4ET-60 | 6-Port Unmanaged Desktop Switch with 4 PoE Ports |  | 1450 | 2022-02-01 | 2175 | 1885 | 1885 | 1740 | 1667.5 | 1595
POE |  | DH-PFS3010-8ET-65 | 10-Port Fast Ethernet Switch with 8-Port PoE |  | 1700 | 2022-02-01 | 2550 | 2210 | 2210 | 2040 | 1955 | 1870
POE |  | PFS3008-8GT | 8-Port Gigabit Switch (Unmanaged) |  | 1310 | 2022-02-01 | 1965 | 1703 | 1703 | 1572 | 1506.5 | 1441
POE |  | PFS3009-8ET-96 | 8-Port Fast Ethernet PoE Switch,Support PoE, PoE+, Hi-PoE |  | 1990 | 2022-02-01 | 2985 | 2587 | 2587 | 2388 | 2288.5 | 2189
POE |  | PFS4210-8GT-150 | 8-port PoE switch (All-giga),8x10/100/1000 Base-T¡¢2x1000 Base-X£»Each power ¡Ü30W,Total¡Ü150W |  | 7200 | 2022-02-01 | 10800 | 9360 | 9360 | 8640 | 8280 | 7920
POE |  | PFS4218-16ET-190 | Layer 2 management 16 port PoE switch, PoE budget: 190W |  | 7550 | 2022-02-01 | 11325 | 9815 | 9815 | 9060 | 8682.5 | 8305
POE |  | PFS4226-24ET-240 | Layer 2 management 24 port PoE switch, PoE budget: 240W |  | 9260 | 2022-02-01 | 13890 | 12038 | 12038 | 11112 | 10649 | 10186
POE |  | PFS5924-24X | 24 Port L2+ Managed Switch |  | 24101 | 2022-02-01 | 36151.5 | 31331.3 | 31331.3 | 28921.2 | 27716.15 | 26511.1
POE |  | DH-PFS3006-4ET-36 | 4-port Fast Ethernet PoE Switch |  | 1250 | 2022-02-01 | 1875 | 1625 | 1625 | 1500 | 1437.5 | 1375
POE |  | PFS3106-4ET-60 | 4-Port PoE Switch (Unmanaged) |  | 2275 | 2022-02-01 | 3412.5 | 2957.5 | 2957.5 | 2730 | 2616.25 | 2502.5
POE |  | DH-PFS4207-4GT-DP | 4-port Industrial Gigabit PoE Switch |  | 10290 | 2022-02-01 | 15435 | 13377 | 13377 | 12348 | 11833.5 | 11319
POE |  | DH-PFS4210-8GT-DP | 10-port Industrial Gigabit PoE Switch |  | 12350 | 2022-02-01 | 18525 | 16055 | 16055 | 14820 | 14202.5 | 13585
POE |  | DPFL2106-4ET-96 | 4-Port ePoE Switch |  | 4050 | 2022-02-01 | 6075 | 5265 | 5265 | 4860 | 4657.5 | 4455
POE |  | PFS3005-4ET-36 | 4-Port PoE Switch (Unmanaged) |  | 1000 | 2022-02-01 | 1500 | 1300 | 1300 | 1200 | 1150 | 1100
XVR | Cooper | DH-XVR1A04 | 4ch | 720p | 1200 | 2022-02-01 | 1800 | 1560 | 1560 | 1440 | 1380 | 1320
XVR | Cooper | DH-XVR1B04-I | 4 | 6 MP | 1220 | 2022-02-01 | 1830 | 1586 | 1586 | 1464 | 1403 | 1342
XVR |  | DH-XVR1B08-I | 8 | 6 MP | 1960 | 2022-02-01 | 2940 | 2548 | 2548 | 2352 | 2254 | 2156
XVR | 4 series | DH-XVR4104HS-X1 | 4ch | 720p | 1500 | 2022-02-01 | 2250 | 1950 | 1950 | 1800 | 1725 | 1650
XVR | 4 series | DH-XVR4108HS-X1 | 8ch | 720p | 2000 | 2022-02-01 | 3000 | 2600 | 2600 | 2400 | 2300 | 2200
XVR | 4 series | DH-XVR4116HS-I | 16ch | 720p | 3630 | 2022-02-01 | 5445 | 4719 | 4719 | 4356 | 4174.5 | 3993
XVR | 4 series | DH-XVR4216AN-X | 16ch | 8MP | 4910 | 2022-02-01 | 7365 | 6383 | 6383 | 5892 | 5646.5 | 5401
XVR | 5 Series | DH-XVR5104HS-X | 4ch | 720p | 2060 | 2022-02-01 | 3090 | 2678 | 2678 | 2472 | 2369 | 2266
XVR | 5 Series | DH-XVR5108HS-X | 8ch | 720p | 3380 | 2022-02-01 | 5070 | 4394 | 4394 | 4056 | 3887 | 3718
XVR | 5 Series | DH-XVR5104HS-4KL-X | 4ch | 1080p | 2730 | 2022-02-01 | 4095 | 3549 | 3549 | 3276 | 3139.5 | 3003
XVR | 5 Series | DH-XVR5216AN-I2 | 16ch | 1080p | 6600 | 2022-02-01 | 9900 | 8580 | 8580 | 7920 | 7590 | 7260
XVR | 5 Series | DH-XVR5232AN-I2 | 32ch | 1080p | 11200 | 2022-02-01 | 16800 | 14560 | 14560 | 13440 | 12880 | 12320
XVR | 5 Series | DH-XVR5416L | 16ch | 1080p | 10800 | 2022-02-01 | 16200 | 14040 | 14040 | 12960 | 12420 | 11880
XVR | 5 Series | DH-XVR5432L-I2 | 32ch | 1080p | 17200 | 2022-02-01 | 25800 | 22360 | 22360 | 20640 | 19780 | 18920
XVR | 5 Series | DH-XVR5832S-I2 | 32ch | 1080p | 19200 | 2022-02-01 | 28800 | 24960 | 24960 | 23040 | 22080 | 21120
XVR | TRIBRID | DHI-HCVR7104H-S3 | 4ch | 1080p | 3000 | 2022-02-01 | 4500 | 3900 | 3900 | 3600 | 3450 | 3300
XVR | TRIBRID | HCVR7408L | 8ch | 1080p | 11000 | 2022-02-01 | 16500 | 14300 | 14300 | 13200 | 12650 | 12100
XVR | TRIBRID | HCVR7416L | 16ch | 1080p | 13900 | 2022-02-01 | 20850 | 18070 | 18070 | 16680 | 15985 | 15290
XVR | PENTABRID | DH-XVR5108HS-I3 | 8ch | 1080p | 3250 | 2022-02-01 | 4875 | 4225 | 4225 | 3900 | 3737.5 | 3575
XVR | PENTABRID | DH-XVR5104HS-I3 | 4ch | 1080p | 2100 | 2022-02-01 | 3150 | 2730 | 2730 | 2520 | 2415 | 2310
XVR | PENTABRID | DH-XVR7108H | 8ch | 1080p | 4780 | 2022-02-01 | 7170 | 6214 | 6214 | 5736 | 5497 | 5258
XVR | PENTABRID | DH-XVR5104H-I | 4ch | 6MP | 2190 | 2022-02-01 | 3285 | 2847 | 2847 | 2628 | 2518.5 | 2409
XVR | PENTABRID | DH-XVR1B16-I | 16ch | - | 3500 | 2022-02-01 | 5250 | 4550 | 4550 | 4200 | 4025 | 3850
XVR | PENTABRID | DH-XVR5216AN-4KL-I2 | 16ch | 4k | 11500 | 2022-02-01 | 17250 | 14950 | 14950 | 13800 | 13225 | 12650
XVR | PENTABRID | DH-XVR4104HS-I | 4ch | 1080p | 1520 | 2022-02-01 | 2280 | 1976 | 1976 | 1824 | 1748 | 1672
XVR | PENTABRID | DH-XVR4108HS-I | 8ch | 1080p | 2050 | 2022-02-01 | 3075 | 2665 | 2665 | 2460 | 2357.5 | 2255
XVR | PENTABRID | DH-XVR5116HS-I2 | 16ch | 4k | 5400 | 2022-02-01 | 8100 | 7020 | 7020 | 6480 | 6210 | 5940
XVR | PENTABRID | DH-XVR5416L-I2 | 16ch | 720p | 10800 | 2022-02-01 | 16200 | 14040 | 14040 | 12960 | 12420 | 11880
NVR | 2 Series | NVR2104HS-4KS2 | 4ch |  | 2160 | 2022-02-01 | 3240 | 2808 | 2808 | 2592 | 2484 | 2376
NVR | 2 Series | NVR2108HS-4KS2 | 8ch |  | 2430 | 2022-02-01 | 3645 | 3159 | 3159 | 2916 | 2794.5 | 2673
NVR | 2 Series | NVR2116HS-4KS2 | 16ch |  | 2770 | 2022-02-01 | 4155 | 3601 | 3601 | 3324 | 3185.5 | 3047
NVR | 2 Series | DH-NVR608R-64-4KS2 | 64ch | 8MP | 52220 | 2022-02-01 | 78330 | 67886 | 67886 | 62664 | 60053 | 57442
NVR | 4 Series | NVR4208V-8P | 8ch |  | 8360 | 2022-02-01 | 12540 | 10868 | 10868 | 10032 | 9614 | 9196
NVR | 4 Series | NVR4104HS-4KS2 | 4ch |  | 2950 | 2022-02-01 | 4425 | 3835 | 3835 | 3540 | 3392.5 | 3245
NVR | 4 Series | NVR4108HS-8P-4KS2 | 8ch |  | 6750 | 2022-02-01 | 10125 | 8775 | 8775 | 8100 | 7762.5 | 7425
NVR | 4 Series | NVR4108HS-4KS2 | 8ch |  | 3580 | 2022-02-01 | 5370 | 4654 | 4654 | 4296 | 4117 | 3938
NVR | 4 Series | NVR4116HS-4KS2 | 16ch |  | 4250 | 2022-02-01 | 6375 | 5525 | 5525 | 5100 | 4887.5 | 4675
NVR | 4 Series | NVR4208-4KS2 | 8ch |  | 4600 | 2022-02-01 | 6900 | 5980 | 5980 | 5520 | 5290 | 5060
NVR | 4 Series | NVR4216-4KS2 | 16ch |  | 5300 | 2022-02-01 | 7950 | 6890 | 6890 | 6360 | 6095 | 5830
NVR | 4 Series | NVR4232-4KS2 | 32ch |  | 6000 | 2022-02-01 | 9000 | 7800 | 7800 | 7200 | 6900 | 6600
NVR | 4 Series | NVR4208-8P-4KS2 | 8ch |  | 7420 | 2022-02-01 | 11130 | 9646 | 9646 | 8904 | 8533 | 8162
NVR | 4 Series | NVR4216-16P-4KS2 | 16ch |  | 10050 | 2022-02-01 | 15075 | 13065 | 13065 | 12060 | 11557.5 | 11055
NVR | 4 Series | NVR4232-16P-4KS2 | 32ch |  | 10730 | 2022-02-01 | 16095 | 13949 | 13949 | 12876 | 12339.5 | 11803
NVR | 4 Series | NVR4108H | 8ch |  | 2970 | 2022-02-01 | 4455 | 3861 | 3861 | 3564 | 3415.5 | 3267
NVR | 5 Series | NVR5208-4KS2 | 8ch |  | 7900 | 2022-02-01 | 11850 | 10270 | 10270 | 9480 | 9085 | 8690
NVR | 5 Series | NVR5208-8P-4KS2 | 8ch |  | 10800 | 2022-02-01 | 16200 | 14040 | 14040 | 12960 | 12420 | 11880
NVR | 5 Series | NVR5216-16P-4KS2 | 16ch |  | 13000 | 2022-02-01 | 19500 | 16900 | 16900 | 15600 | 14950 | 14300
NVR | 5 Series | NVR5416-16P-4KS2E | 16ch |  | 18500 | 2022-02-01 | 27750 | 24050 | 24050 | 22200 | 21275 | 20350
NVR |  | NVR0404MF-GF | 4ch |  | 30000 | 2022-02-01 | 45000 | 39000 | 39000 | 36000 | 34500 | 33000
NVR | SMART 1U | DH-NVR4108-4KS2/L | 8ch |  | 3185 | 2022-02-01 | 4777.5 | 4140.5 | 4140.5 | 3822 | 3662.75 | 3503.5
NVR | Lite Series | DH-NVR4108HS-8P-4KS2/L | 8ch |  | 6200 | 2022-02-01 | 9300 | 8060 | 8060 | 7440 | 7130 | 6820
NVR | Lite Series | DH-NVR4116HS-4KS2/L | 16 |  | 4300 | 2022-02-01 | 6450 | 5590 | 5590 | 5160 | 4945 | 4730
NVR | Lite Series | DH-NVR4216-4KS2/L | 16 |  | 5300 | 2022-02-01 | 7950 | 6890 | 6890 | 6360 | 6095 | 5830
NVR | wizsense | DHI-NVR4216-I | 16 |  | 10500 | 2022-02-01 | 15750 | 13650 | 13650 | 12600 | 12075 | 11550
NVR | Wizmind | NVR5832-I | 32 |  | 44900 | 2022-02-01 | 67350 | 58370 | 58370 | 53880 | 51635 | 49390
NVR | Wizmind | DHI-NVR5216-16P-I/L | 16 |  | 33000 | 2022-02-01 | 49500 | 42900 | 42900 | 39600 | 37950 | 36300
NVR | Pro Series | NVR5216-16P-4KS2E | 16 |  | 13700 | 2022-02-01 | 20550 | 17810 | 17810 | 16440 | 15755 | 15070
NVR | Pro Series | NVR5864-4KS2 | 64 |  | 23500 | 2022-02-01 | 35250 | 30550 | 30550 | 28200 | 27025 | 25850
NVR | Pro Series | NVR5832-4KS2 | 32 |  | 20300 | 2022-02-01 | 30450 | 26390 | 26390 | 24360 | 23345 | 22330
NVR | Lite Series | NVR4232-16P-4KS2/L | 32 |  | 11000 | 2022-02-01 | 16500 | 14300 | 14300 | 13200 | 12650 | 12100
NVR | Lite Series | NVR4216-16P-4KS2/L | 16 |  | 10200 | 2022-02-01 | 15300 | 13260 | 13260 | 12240 | 11730 | 11220
NVR | Lite Series | NVR4208-8P-4KS2/L | 8 |  | 7900 | 2022-02-01 | 11850 | 10270 | 10270 | 9480 | 9085 | 8690
NVR | Lite Series | DH-NVR4208-4KS2/L | 8 |  | 4900 |  | 7350 | 6370 | 6370 | 5880 | 5635 | 5390
NVR | Lite Series | DHI-NVR4108HS-4KS2/L | 8 |  | 3300 | 2022-02-01 | 4950 | 4290 | 4290 | 3960 | 3795 | 3630
CCTV Accessories | Fingerprint Access Control | DASI-1212A | Standalone Fingerprint: Fingerprint capacity 4500, 30,000 valid cards & 150,000 records, 1 reader (card, password, fingerprint), TCP/IP |  | 5100 | 2022-02-01 | 7650 | 6630 | 6630 | 6120 | 5865 | 5610
CCTV Accessories | Video Door | D-VTH1560BW | Video Door Phone Indoor Mornitor |  | 5225 | 2022-02-01 | 7837.5 | 6792.5 | 6792.5 | 6270 | 6008.75 | 5747.5
CCTV Accessories | Wall Mount | PFB300S | Wall Mount Bracket for SD59/50/40 series |  | 415 | 2022-09-01 | 622.5 | 539.5 | 539.5 | 498 | 477.25 | 456.5
CCTV Accessories | Wall Mount | PFB302S | DAHUA Wall mount for SD42 Series |  | 550 | 2022-09-01 | 825 | 715 | 715 | 660 | 632.5 | 605
CCTV Accessories | Ceiling Adapter | PFA103 | Ceiling Adapter |  | 205 | 2022-09-01 | 307.5 | 266.5 | 266.5 | 246 | 235.75 | 225.5
CCTV Accessories | Juntion Box | PFA120 | DAHUA Junction Box for SD40/50/59/60 series |  | 340 | 2022-02-01 | 510 | 442 | 442 | 408 | 391 | 374
CCTV Accessories | Juntion Box | PFA138 | DAHUA Junction Box for HDBW3231E-Z |  | 470 | 2022-02-01 | 705 | 611 | 611 | 564 | 540.5 | 517
CCTV Accessories | Juntion Box | PFA140 | DAHUA Power box for SD40/50/59/60 Series |  | 2340 | 2022-02-01 | 3510 | 3042 | 3042 | 2808 | 2691 | 2574
CCTV Accessories | Decoder | D-VDC0404D-M70 | 4CH DVI output, |  | 28500 | 2022-02-01 | 42750 | 37050 | 37050 | 34200 | 32775 | 31350
CCTV Accessories | Decoder | D-VDC0404H-M70 | 4CH HDMI Decoding Card |  | 28500 | 2022-02-01 | 42750 | 37050 | 37050 | 34200 | 32775 | 31350
CCTV Accessories | Decoder | D-VDC0404UD-M70 | 4CH DVI output, Max 32CH 1080P.4K, H.265 Decoder |  | 34000 | 2022-02-01 | 51000 | 44200 | 44200 | 40800 | 39100 | 37400
CCTV Accessories | Decoder | D-VEC0404HV-M70 | 4Ch VGA Encoding Card, 4ch@1080P, support resolution: 1080P/720P/UXGA/ SXGA+ /SXGA/XGA/SVGA/VGA |  | 28500 | 2022-02-01 | 42750 | 37050 | 37050 | 34200 | 32775 | 31350
CCTV Accessories | Decoder | D-VEC0804HC-M70 | 8Ch HDCVI Encoding Card, H.264/MPEG4 Format |  | 28500 | 2022-02-01 | 42750 | 37050 | 37050 | 34200 | 32775 | 31350
CCTV Accessories | Management Platform | DHI-DSS4004 | Control Center Management Platform |  | 56000 | 2022-02-01 | 84000 | 72800 | 72800 | 67200 | 64400 | 61600
CCTV Accessories | HDD network storage | ESS2016X | DAHUA 3U 16HDD 256 Mbps throughput, 4GB RAM, Support RAID0/1/5/6/10/50/60/JBOD, hot-swappable, RJ-45 Gibabit Ethernet ports x 5 (one for management) |  | 62580 | 2022-02-01 | 93870 | 81354 | 81354 | 75096 | 71967 | 68838
CCTV Accessories | Key board | NKB-5000-F | HD Network Control Keyboard |  | 76950 | 2022-09-01 | 115425 | 100035 | 100035 | 92340 | 88492.5 | 84645
CCTV Accessories | Wireless AP | DH-PFM885-I | DAHUA 2.4G Wireless AP for Elevator |  | 4450 | 2022-02-01 | 6675 | 5785 | 5785 | 5340 | 5117.5 | 4895
CCTV Accessories | PoE Extender | LR1002-1ET | Single-Port EoC Extender,Port: 1*RJ45 10/100Mbps, 1*BNC. Supports RG59 coaxial cable: 400m/100Mbps, 1000m/10Mbps. |  | 960 | 2022-02-01 | 1440 | 1248 | 1248 | 1152 | 1104 | 1056
CCTV Accessories | OUTDOOR STATION | D-VT02000A | IP Outdoor Station 1.3MP, IP54,IK07 |  | 4000 | 2022-02-01 | 6000 | 5200 | 5200 | 4800 | 4600 | 4400
CCTV Accessories | VIDEO WALL | DHI-LS460UCM-EF | 46’’ FHD Video Wall Display Unit (Ultra Narrow Bezel 3.5mm) |  | 48470 | 2022-02-01 | 72705 | 63011 | 63011 | 58164 | 55740.5 | 53317
CCTV Accessories | LED TV | DHI-LTV22-LN100 | 22 inches LED TV |  | 4200 | 2022-02-01 | 6300 | 5460 | 5460 | 5040 | 4830 | 4620
CCTV Accessories |  | DHI-LTV24-LN100 | 24 inches LED TV |  | 4600 | 2022-02-01 | 6900 | 5980 | 5980 | 5520 | 5290 | 5060
CCTV Accessories | HDMI SWITCH | HDMI-SWITCH | HDMI Switch [5 in 1 out] |  | 850 | 2022-02-01 | 1275 | 1105 | 1105 | 1020 | 977.5 | 935
CCTV Accessories | Embedded Case | VTOB1O7 | Dahua Embedded Case |  | 615 | 2022-02-01 | 922.5 | 799.5 | 799.5 | 738 | 707.25 | 676.5
CCTV Accessories | Monitor | DHI-LM32-F200 | DAHUA 32” FHD Monitor |  | 9000 | 2024-02-26 | 13500 | 11700 | 11700 | 10800 | 10350 | 9900
| Monitor | DHI-LM32-F700 | 32'' FHD Monitor |  | 14700 | 2024-02-26 | 22050 | 19110 | 19110 | 17640 | 16905 | 16170
| NVR | DHI-NRV5432-4KS3/L (US) | 16/32/64-channel IP video access |  | 16000 |  | 24000 | 20800 | 20800 | 19200 | 18400 | 17600
| POE | DH-PFS4226-24ET-240 (US) | DAHUA 24-port 100 Mbps + 2-port Gigabit Managed PoE Switc |  | 9260 |  | 13890 | 12038 | 12038 | 11112 | 10649 | 10186
|  | DH-IPC-HDPW1230R1N-S5 | DAHUA 24-port 100 Mbps + 2-port Gigabit Managed PoE Switch |  | 1859 |  | 2788.5 | 2416.7 | 2416.7 | 2230.8 | 2137.85 | 2044.9
|  | DH-SD49425DB-HNY | Dahua SD49425DB-HNY-GQ-EAU 4MP 25x Starlight IR 4G Network PTZ Camera Dahua H.265 |  | 16630 |  | 24945 | 21619 | 21619 | 19956 | 19124.5 | 18293
[7 empty] | 0 | 0 | 0 | 0 | 0 | 0
Normal | DH-HAC-HFW1200CMN-IL-A | DH-HAC-HFW1200CMN-IL-A-0280B-S6 | 1.Max. 30 fps@1080p 2.Smart Dual Light 3.20 m illumination distance 4.Metal 5.Super Adapt 6.3DNR 7.Built-in mic |  | 1250 | 2025-07-28 | 1875 | 1625 | 1625 | 1500 | 1437.5 | 1375
Normal |  | DH-HAC-HFW1200CMN-IL-A-0360B-S6 |  |  |  | 2025-07-28
Normal | DH-HAC-HDW1200TLMN-IL-A | DH-HAC-HDW1200TLMN-IL-A-0280B-S6 | 1.Max. 30 fps@1080p 2.Smart Dual Light 3.20 m illumination distance 4.Metal 5.Super Adapt 6.3DNR 7.Built-in mic |  | 1250 | 2025-07-28 | 1875 | 1625 | 1625 | 1500 | 1437.5 | 1375
Normal |  | DH-HAC-HDW1200TLMN-IL-A-0360B-S6 |  |  |  | 2025-07-28 | 0 | 0 | 0 | 0 | 0 | 0
Normal | DH-HAC-HFW1500CMN-IL-A | DH-HAC-HFW1500CMN-IL-A-0280B-S2 | 1.Max 25 fps@5MP (16:9 video output) 2.Smart Dual Light； 3.20 m illumination distance. 4.Metal 5.Built-in mic 6.Super Adapt |  | 1600 | 2025-07-28 | 2400 | 2080 | 2080 | 1920 | 1840 | 1760
Normal |  | DH-HAC-HFW1500CMN-IL-A-0360B-S2 |  |  |  | 2025-07-28 | 0 | 0 | 0 | 0 | 0 | 0
Normal | DH-HAC-HDW1500TLMN-IL-A | DH-HAC-HDW1500TLMN-IL-A-0280B-S2 | 1.Max 25 fps@5MP (16:9 video output) 2.Smart Dual Light； 3.20 m illumination distance. 4.Metal 5.Built-in mic 6.Super Adapt |  | 1600 | 2025-07-28 | 2400 | 2080 | 2080 | 1920 | 1840 | 1760
Normal |  | DH-HAC-HDW1500TLMN-IL-A-0360B-S2 |  |  |  | 2025-07-28 | 0 | 0 | 0 | 0 | 0 | 0
Normal | DH-HAC-HFW1509TLMN-A-LED | DH-HAC-HFW1509TLMN-A-LED-0280B-S2 | · Max 25fps@5MP, 1/2.7" image sensor · 24/7 Full-color image, Starlight · 16:9 video output · 120 dB true WDR，Super Adapt · Smart warm white light 40m · 2.8/3.6mm fixed lens · Built-in mic · CVI/TVI/AHD/CVBS switchable · DC12V, IP67 |  | 1820 | 2025-07-28 | 2730 | 2366 | 2366 | 2184 | 2093 | 2002
Normal |  | DH-HAC-HFW1509TLMN-A-LED-0360B-S2 |  |  |  | 2025-07-28 | 0 | 0 | 0 | 0 | 0 | 0
Normal | DH-HAC-HFW1509TLMN-LED | DH-HAC-HFW1509TLMN-LED-0280B-S2 | · Max 25fps@5MP, 1/2.7" image sensor · 24/7 Full-color image, Starlight · 16:9 video output · 120 dB true WDR，Super Adapt · Smart warm white light 40m · 2.8/3.6mm fixed lens · CVI/TVI/AHD/CVBS switchable · DC12V, IP67 |  | 1755 | 2025-07-28 | 2632.5 | 2281.5 | 2281.5 | 2106 | 2018.25 | 1930.5
Normal |  | DH-HAC-HFW1509TLMN-LED-0360B-S2 |  |  |  | 2025-07-28 | 0 | 0 | 0 | 0 | 0 | 0
Normal | DH-HAC-HFW1509TN-A-LED | DH-HAC-HFW1509TN-A-LED-0280B-S2 | · Max 25fps@5MP, 1/2.7" image sensor · 24/7 Full-color image, Starlight · 16:9 video output · 120 dB true WDR，Super Adapt · Smart warm white light 20m · 2.8/3.6mm fixed lens · Built-in mic · All Metal Case · CVI/TVI/AHD/CVBS switchable · DC12V, IP67 |  | 1755 | 2025-07-28 | 2632.5 | 2281.5 | 2281.5 | 2106 | 2018.25 | 1930.5
Normal |  | DH-HAC-HFW1509TN-A-LED-0360B-S2 |  |  |  | 2025-07-28 | 0 | 0 | 0 | 0 | 0 | 0
Normal | DH-HAC-HFW1509TN-LED | DH-HAC-HFW1509TN-LED-0280B-S2 | · Max 25fps@5MP, 1/2.7" image sensor · 24/7 Full-color image, Starlight · 16:9 video output · 120 dB true WDR，Super Adapt · Smart warm white light 20m · 2.8/3.6mm fixed lens · All Metal Case · CVI/TVI/AHD/CVBS switchable · DC12V, IP67 |  | 1690 | 2025-07-28 | 2535 | 2197 | 2197 | 2028 | 1943.5 | 1859
Normal |  | DH-HAC-HFW1509TN-LED-0360B-S2 |  |  |  | 2025-07-28 | 0 | 0 | 0 | 0 | 0 | 0
Normal | DH-HAC-HDW1509TN-A-LED | DH-HAC-HDW1509TN-A-LED-0280B-S2 | · Max 25fps@5MP, 1/2.7" image sensor · 24/7 Full-color image, Starlight · 16:9 video output · 120 dB true WDR，Super Adapt · Smart warm white light 40m · 2.8/3.6mm fixed lens · Built-in mic · All Metal Case · CVI/TVI/AHD/CVBS switchable · DC12V, IP67 |  | 1755 | 2025-07-28 | 2632.5 | 2281.5 | 2281.5 | 2106 | 2018.25 | 1930.5
Normal |  | DH-HAC-HDW1509TN-A-LED-0360B-S2 |  |  |  | 2025-07-28 | 0 | 0 | 0 | 0 | 0 | 0
Normal | DH-HAC-HDW1509TN-LED | DH-HAC-HDW1509TN-LED-0280B-S2 | · Max 25fps@5MP, 1/2.7" image sensor · 24/7 Full-color image, Starlight · 16:9 video output · 120 dB true WDR，Super Adapt · Smart warm white light 40m · 2.8/3.6mm fixed lens · All Metal Case · CVI/TVI/AHD/CVBS switchable · DC12V, IP67 |  | 1690 | 2025-07-28 | 2535 | 2197 | 2197 | 2028 | 1943.5 | 1859
Normal |  | DH-HAC-HDW1509TN-LED-0360B-S2 |  |  |  | 2025-07-28 | 0 | 0 | 0 | 0 | 0 | 0
Normal | DH-HAC-HDW1509TLQN-A-LED | DH-HAC-HDW1509TLQN-A-LED-0280B-S2 | · Max 25fps@5MP, 1/2.7" image sensor · 24/7 Full-color image, Starlight · 16:9 video output · 120 dB true WDR，Super Adapt · Smart warm white light 20m · 2.8/3.6mm fixed lens · Built-in mic · Quick-to-install design · CVI/TVI/AHD/CVBS switchable · DC12V, IP67 |  | 1625 | 2025-07-28 | 2437.5 | 2112.5 | 2112.5 | 1950 | 1868.75 | 1787.5
Normal |  | DH-HAC-HDW1509TLQN-A-LED-0360B-S2 |  |  |  | 2025-07-28 | 0 | 0 | 0 | 0 | 0 | 0
Normal | DH-HAC-HDW1509TLQN-LED | DH-HAC-HDW1509TLQN-LED-0280B-S2 | · Max 25fps@5MP, 1/2.7" image sensor · 24/7 Full-color image, Starlight · 16:9 video output · 120 dB true WDR，Super Adapt · Smart warm white light 20m · 2.8/3.6mm fixed lens · Quick-to-install design · CVI/TVI/AHD/CVBS switchable · DC12V, IP67 |  | 1560 | 2025-07-28 | 2340 | 2028 | 2028 | 1872 | 1794 | 1716
Normal |  | DH-HAC-HDW1509TLQN-LED-0360B-S2 |  |  |  | 2025-07-28 | 0 | 0 | 0 | 0 | 0 | 0
Normal | DH-HAC-HFW1239MHN-A-LED | DH-HAC-HFW1239MHN-A-LED-0360B-S2 | · Max 30fps@2MP, 1/2.8" Image sensor · 24/7 Full-color, Starlight · 130 dB true WDR，Super Adapt · Smart warm white light 50m · CVI/CVBS/AHD/TVI Switchable · Built-in mic · 3.6/6mm fixed lens · Big Housing Design · DC12V, IP67 |  | 1600 | 2025-07-28 | 2400 | 2080 | 2080 | 1920 | 1840 | 1760
Normal |  | DH-HAC-HFW1239MHN-A-LED-0600B-S2 |  |  |  | 2025-07-28 | 0 | 0 | 0 | 0 | 0 | 0
Normal | DH-HAC-HFW1239TLMN-A-LED | DH-HAC-HFW1239TLMN-A-LED-0280B-S2 | · Max 30fps@2MP, 1/2.8" Image sensor · 24/7 Full-color, Starlight · 130 dB true WDR，Super Adapt · Smart warm white light 40m · 2.8/3.6mm fixed lens · Built-in mic · CVI/TVI/AHD/CVBS switchable · DC12V, IP67 |  | 1500 | 2025-07-28 | 2250 | 1950 | 1950 | 1800 | 1725 | 1650
Normal |  | DH-HAC-HFW1239TLMN-A-LED-0360B-S2 |  |  |  | 2025-07-28 | 0 | 0 | 0 | 0 | 0 | 0
Normal | DH-HAC-HFW1239TLMN-LED | DH-HAC-HFW1239TLMN-LED-0280B-S2 | · Max 30fps@2MP, 1/2.8" Image sensor · 24/7 Full-color, Starlight · 130 dB true WDR，Super Adapt · 2.8/3.6mm fixed lens · Smart warm white light 40m · CVI/TVI/AHD/CVBS switchable · DC12V, IP67 |  | 1400 | 2025-07-28 | 2100 | 1820 | 1820 | 1680 | 1610 | 1540
Normal |  | DH-HAC-HFW1239TLMN-LED-0360B-S2 |  |  |  | 2025-07-28 | 0 | 0 | 0 | 0 | 0 | 0
Normal | DH-HAC-HFW1239TN-A-LED | DH-HAC-HFW1239TN-A-LED-0280B-S2 | · Max 30fps@2MP, 1/2.8" Image sensor · 24/7 Full-color, Starlight · 130 dB true WDR，Super Adapt · 2.8/3.6mm fixed lens · Smart warm white light 20m · Built-in mic · CVI/TVI/AHD/CVBS switchable · All metal · DC12V, IP67 |  | 1300 | 2025-07-28 | 1950 | 1690 | 1690 | 1560 | 1495 | 1430
Normal |  | DH-HAC-HFW1239TN-A-LED-0360B-S2 |  |  |  | 2025-07-28 | 0 | 0 | 0 | 0 | 0 | 0
Normal | DH-HAC-HFW1239TN-LED | DH-HAC-HFW1239TN-LED-0280B-S2 | · Max 30fps@2MP, 1/2.8" Image sensor · 24/7 Full-color, Starlight · 130 dB true WDR，Super Adapt · 2.8/3.6mm fixed lens · Smart warm white light 20m · CVI/TVI/AHD/CVBS switchable · All metal · DC12V, IP67 |  | 1250 | 2025-07-28 | 1875 | 1625 | 1625 | 1500 | 1437.5 | 1375
Normal |  | DH-HAC-HFW1239TN-LED-0360B-S2 |  |  |  | 2025-07-28 | 0 | 0 | 0 | 0 | 0 | 0
Normal | DH-HAC-HFW1239CN-A-LED | DH-HAC-HFW1239CN-A-LED-0280B-S2 | · Max 30fps@2MP, 1/2.8" Image sensor · 24/7 Full-color, Starlight · 130 dB true WDR，Super Adapt · 2.8/3.6mm fixed lens · Smart warm white light 20m · Built-in mic · CVI/TVI/AHD/CVBS switchable · Quick-install design · DC12V, IP67 |  | 1250 | 2025-07-28 | 1875 | 1625 | 1625 | 1500 | 1437.5 | 1375
Normal |  | DH-HAC-HFW1239CN-A-LED-0360B-S2 |  |  |  | 2025-07-28 | 0 | 0 | 0 | 0 | 0 | 0
Normal | DH-HAC-HFW1239CN-LED | DH-HAC-HFW1239CN-LED-0280B-S2 | · Max 30fps@2MP, 1/2.8" Image sensor · 24/7 Full-color, Starlight · 130 dB true WDR，Super Adapt · 2.8/3.6mm fixed lens · Smart warm white light 20m · CVI/TVI/AHD/CVBS switchable · Quick-install design · DC12V, IP67 |  | 1150 | 2025-07-28 | 1725 | 1495 | 1495 | 1380 | 1322.5 | 1265
Normal |  | DH-HAC-HFW1239CN-LED-0360B-S2 |  |  |  | 2025-07-28 | 0 | 0 | 0 | 0 | 0 | 0
Normal | DH-HAC-HDW1239TN-A-LED | DH-HAC-HDW1239TN-A-LED-0280B-S2 | · Max 30fps@2MP, 1/2.8" Image sensor · 24/7 Full-color, Starlight · 130 dB true WDR，Super Adapt · 2.8/3.6mm fixed lens · Smart warm white light 40m · Built-in mic · CVI/TVI/AHD/CVBS switchable · All metal · DC12V, IP67 |  | 1300 | 2025-07-28 | 1950 | 1690 | 1690 | 1560 | 1495 | 1430
Normal |  | DH-HAC-HDW1239TN-A-LED-0360B-S2 |  |  |  | 2025-07-28 | 0 | 0 | 0 | 0 | 0 | 0
Normal | DH-HAC-HDW1239TN-LED | DH-HAC-HDW1239TN-LED-0280B-S2 | · Max 30fps@2MP, 1/2.8" Image sensor · 2.8/3.6mm fixed lens · 24/7 Full-color, Starlight · 130 dB true WDR，Super Adapt · Smart warm white light 40m · CVI/TVI/AHD/CVBS switchable · All metal · DC12V, IP67 |  | 1250 | 2025-07-28 | 1875 | 1625 | 1625 | 1500 | 1437.5 | 1375
Normal |  | DH-HAC-HDW1239TN-LED-0360B-S2 |  |  |  | 2025-07-28 | 0 | 0 | 0 | 0 | 0 | 0
Normal | DH-HAC-HDW1239TLQN-A-LED | DH-HAC-HDW1239TLQN-A-LED-0280B-S2 | · Max 30fps@2MP, 1/2.8" Image sensor · 2.8/3.6mm fixed lens · 24/7 Full-color, Starlight · 130 dB true WDR，Super Adapt · Smart warm white light 20m · Built-in mic · Quick-to-install Design · CVI/TVI/AHD/CVBS switchable · DC12V, IP67 |  | 1200 | 2025-07-28 | 1800 | 1560 | 1560 | 1440 | 1380 | 1320
Normal |  | DH-HAC-HDW1239TLQN-A-LED-0360B-S2 |  |  |  | 2025-07-28 | 0 | 0 | 0 | 0 | 0 | 0
Normal | DH-HAC-HDW1239TLQN-LED | DH-HAC-HDW1239TLQN-LED-0280B-S2 | · Max 30fps@2MP, 1/2.8" Image sensor · 2.8/3.6mm fixed lens · 24/7 Full-color, Starlight · 130 dB true WDR，Super Adapt · Smart warm white light 20m · Quick-to-install Design · CVI/TVI/AHD/CVBS switchable · DC12V, IP67 |  | 1100 | 2025-07-28 | 1650 | 1430 | 1430 | 1320 | 1265 | 1210
Normal |  | DH-HAC-HDW1239TLQN-LED-0360B-S2 |  |  |  | 2025-07-28 | 0 | 0 | 0 | 0 | 0 | 0
Normal | DH-HAC-HFW1239TUN-Z-A-LED | DH-HAC-HFW1239TUN-Z-A-LED-27135-S2 | · Max 30fps@2MP, 1/2.8" Image sensor · 2.7 mm–13.5 mm motorized lens · 24/7 Full-color, Starlight · 130 dB true WDR，Super Adapt · Smart warm white light 60m · Built-in mic · All Metal · CVI/TVI/AHD/CVBS switchable · DC12V, IP67 |  | 2925 | 2025-07-28 | 4387.5 | 3802.5 | 3802.5 | 3510 | 3363.75 | 3217.5
Cooper Series | DH-HAC-B1A51N | DH-HAC-B1A51N-0280B-S2 | · Max 25fps@5MP, 1/2.7" image sensor · 16:9 video output · CVI/CVBS/AHD/TVI switchable · 2.8/3.6mm fixed lens · Max. IR length 20 m, Smart IR · IP67, DC12V |  | 930 | 2025-07-28 | 1395 | 1209 | 1209 | 1116 | 1069.5 | 1023
|  | DH-HAC-B1A51N-0360B-S2 |  |  |  | 2025-07-28 | 0 | 0 | 0 | 0 | 0 | 0
Cooper Series | DH-HAC-B2A51N | DH-HAC-B2A51N-0280B-S2 | · Max 25fps@5MP, 1/2.7" image sensor · 16:9 video output · CVI/CVBS/AHD/TVI switchable · 2.8/3.6mm fixed lens · Max. IR length 20 m, Smart IR · All Metal Case · IP67, DC12V |  | 1150 | 2025-07-28 | 1725 | 1495 | 1495 | 1380 | 1322.5 | 1265
|  | DH-HAC-B2A51N-0360B-S2 |  |  |  | 2025-07-28 | 0 | 0 | 0 | 0 | 0 | 0
Cooper Series | DH-HAC-T1A51N | DH-HAC-T1A51N-0280B-S2 | · Max 25fps@5MP, 1/2.7" image sensor · 16:9 video output · CVI/CVBS/AHD/TVI switchable · 2.8/3.6mm fixed lens · Max. IR length 20 m, Smart IR · DC12V |  | 870 | 2025-07-28 | 1305 | 1131 | 1131 | 1044 | 1000.5 | 957
|  | DH-HAC-T1A51N-0360B-S2 |  |  |  | 2025-07-28 | 0 | 0 | 0 | 0 | 0 | 0
Cooper Series | DH-HAC-T2A51N | DH-HAC-T2A51N-0280B-S2 | · Max 25fps@5MP, 1/2.7" image sensor · 16:9 video output · CVI/CVBS/AHD/TVI switchable · 2.8/3.6mm fixed lens · Max. IR length 20 m, Smart IR · All Metal Case · IP67, DC12V |  | 1250 | 2025-07-28 | 1875 | 1625 | 1625 | 1500 | 1437.5 | 1375
|  | DH-HAC-T2A51N-0360B-S2 |  |  |  | 2025-07-28 | 0 | 0 | 0 | 0 | 0 | 0
Cooper Series | DH-HAC-B1A21N | DH-HAC-B1A21N-0280B | · Max. 30fps@1080P, 1/2.7" image sensor · 2.8/3.6/6.0mm fixed lens · Max. IR length 20m, Smart IR · CVI/CVBS/AHD/TVI switchable · IP67, DC12V |  | 515 | 2025-07-28 | 772.5 | 669.5 | 669.5 | 618 | 592.25 | 566.5
|  | DH-HAC-B1A21N-0360B |  |  | 515 | 2025-07-28 | 772.5 | 669.5 | 669.5 | 618 | 592.25 | 566.5
Cooper Series | DH-HAC-B2A21N | DH-HAC-B2A21N-0280B | · Max. 30fps@1080P, 1/2.7" image sensor · 2.8/ 3.6/ 6mm fixed lens · Max. IR length 20m, Smart IR · CVI/CVBS/AHD/TVI switchable · All Metal Case · IP67, DC12V |  | 700 | 2025-07-28 | 1050 | 910 | 910 | 840 | 805 | 770
|  | DH-HAC-B2A21N-0360B |  |  | 700 | 2025-07-28 | 1050 | 910 | 910 | 840 | 805 | 770
Cooper Series | DH-HAC-T1A21N | DH-HAC-T1A21N-0280B | · Max. 30fps@1080P, 1/2.7" image sensor · 2.8/3.6/6.0mm fixed lens · Max. IR length 20m, Smart IR · CVI/CVBS/AHD/TVI switchable · IP67, DC12V |  | 475 | 2025-07-28 | 712.5 | 617.5 | 617.5 | 570 | 546.25 | 522.5
|  | DH-HAC-T1A21N-0360B |  |  | 475 | 2025-07-28 | 712.5 | 617.5 | 617.5 | 570 | 546.25 | 522.5
Cooper Series | DH-HAC-T2A21N | DH-HAC-T2A21N-0280B | · Max. 30fps@1080P, 1/2.7" image sensor · 2.8/ 3.6/ 6mm fixed lens · Max. IR length 20m, Smart IR · CVI/CVBS/AHD/TVI switchable · All Metal Case · IP67, DC12V |  | 850 | 2025-07-28 | 1275 | 1105 | 1105 | 1020 | 977.5 | 935
|  | DH-HAC-T2A21N-0360B |  |  | 850 | 2025-07-28 | 1275 | 1105 | 1105 | 1020 | 977.5 | 935
Cooper Series | DH-HAC-B1A11N | DH-HAC-B1A11N-0280B | · Max. 30fps@720P, 1/2.7" image sensor · CVI/CVBS/AHD/TVI switchable · 2.8 /3.6mm fixed lens · Max. IR length 20m, Smart IR · IP67, DC12V |  | 450 | 2025-07-28 | 675 | 585 | 585 | 540 | 517.5 | 495
|  | DH-HAC-B1A11N-0360B |  |  |  | 2025-07-28 | 0 | 0 | 0 | 0 | 0 | 0
Cooper Series | DH-HAC-T1A11N | DH-HAC-T1A11N-0280B | · Max. 30fps@720P, 1/2.7" image sensor · CVI/CVBS/AHD/TVI switchable · 2.8 /3.6mm fixed lens · Max. IR length 20m, Smart IR · IP67, DC12V |  | 410 | 2025-07-28 | 615 | 533 | 533 | 492 | 471.5 | 451
|  | DH-HAC-T1A11N-0360B |  |  |  | 2025-07-28 | 0 | 0 | 0 | 0 | 0 | 0
|  | DH-HAC-HFW1200DN-0360B-S6 | · Max 30fps@2MP, 1/2.7" Image sensor · CVI/CVBS/AHD/TVI switchable · 3.6/6.0/8.0mm fixed lens · Smart IR 80m · All Metal · Big HOUSING · IP67, DC12V |  | 1100 | 2025-07-28 | 1650 | 1430 | 1430 | 1320 | 1265 | 1210
|  | DH-HAC-HFW1200THN-I8-A-0360B-S6 | · Max 30fps@2MP, 1/2.7" Image sensor · CVI/CVBS/AHD/TVI switchable · 3.6/6.0/8.0mm fixed lens · Smart IR 80m · Big HOUSING · IP67, DC12V |  | 1000 | 2025-07-28 | 1500 | 1300 | 1300 | 1200 | 1150 | 1100
|  | DH-HAC-HFW1200CMN-A-0280B-S6 | · Max 30fps@2MP, 1/2.7" Image sensor · CVI/CVBS/AHD/TVI switchable · 2.8/3.6mm fixed lens · Built-in mic · Smart IR 30m · All Metal · IP67, DC12V |  | 850 | 2025-07-28 | 1275 | 1105 | 1105 | 1020 | 977.5 | 935
|  | DH-HAC-HFW1200CMN-A-0360B-S6 |  |  |  | 2025-07-28 | 0 | 0 | 0 | 0 | 0 | 0
|  | DH-HAC-HFW1200CMN-0280B-S6 | · Max 30fps@2MP, 1/2.7" Image sensor · CVI/CVBS/AHD/TVI switchable · 2.8/3.6mm fixed lens · Smart IR 30m · All Metal · IP67, DC12V |  | 750 | 2025-07-28 | 1125 | 975 | 975 | 900 | 862.5 | 825
|  | DH-HAC-HFW1200CMN-0360B-S6 |  |  |  | 2025-07-28 | 0 | 0 | 0 | 0 | 0 | 0
|  | DH-HAC-HFW1200CN-A-0280B-S6 | · Max 30fps@2MP, 1/2.7" Image sensor · CVI/CVBS/AHD/TVI switchable · 2.8/3.6mm fixed lens · Built-in mic · Smart IR 30m · Quick Install Design · IP67, DC12V |  | 765 | 2025-07-28 | 1147.5 | 994.5 | 994.5 | 918 | 879.75 | 841.5
|  | DH-HAC-HFW1200CN-A-0360B-S6 |  |  |  | 2025-07-28 | 0 | 0 | 0 | 0 | 0 | 0
|  | DH-HAC-HFW1200CN-0280B-S6 | · Max 30fps@2MP, 1/2.7" Image sensor · CVI/CVBS/AHD/TVI switchable · 2.8/3.6mm fixed lens · Smart IR 30m · Quick Install Design · IP67, DC12V |  | 580 | 2025-07-28 | 870 | 754 | 754 | 696 | 667 | 638
|  | DH-HAC-HFW1200CN-0360B-S6 |  |  |  | 2025-07-28 | 0 | 0 | 0 | 0 | 0 | 0
|  | DH-HAC-HDBW1200EAN-0280B-S6 | · Max 30fps@2MP, 1/2.7" Image sensor · CVI/CVBS/AHD/TVI switchable · 2.8/3.6mm fixed lens · Smart IR 30m · IP67, DC12V |  | 1070 | 2025-07-28 | 1605 | 1391 | 1391 | 1284 | 1230.5 | 1177
|  | DH-HAC-HDBW1200EAN-0360B-S6 |  |  |  | 2025-07-28 | 0 | 0 | 0 | 0 | 0 | 0
|  | DH-HAC-HDW1200TMQN-A-0280B-S6 | · Max 30fps@2MP, 1/2.7" Image sensor · CVI/CVBS/AHD/TVI switchable · 2.8/3.6mm fixed lens · Quick Install Design · Built-in mic · Smart IR 60m · IP67, DC12V |  | 1030 | 2025-07-28 | 1545 | 1339 | 1339 | 1236 | 1184.5 | 1133
|  | DH-HAC-HDW1200TMQN-A-0360B-S6 |  |  |  | 2025-07-28 | 0 | 0 | 0 | 0 | 0 | 0
|  | DH-HAC-HDW1200TMQN-0280B-S6 | · Max 30fps@2MP, 1/2.7" Image sensor · CVI/CVBS/AHD/TVI switchable · 2.8/3.6mm fixed lens · Quick Install Design · Smart IR 60m · IP67, DC12V |  | 930 | 2025-07-28 | 1395 | 1209 | 1209 | 1116 | 1069.5 | 1023
|  | DH-HAC-HDW1200TMQN-0360B-S6 |  |  |  | 2025-07-28 | 0 | 0 | 0 | 0 | 0 | 0
|  | DH-HAC-HDW1200TQN-A-0280B-S6 | · Max 30fps@2MP, 1/2.7" Image sensor · CVI/CVBS/AHD/TVI switchable · 2.8/3.6mm fixed lens · Quick Install Design · Built-in mic · Smart IR 40m · IP67, DC12V |  | 865 | 2025-07-28 | 1297.5 | 1124.5 | 1124.5 | 1038 | 994.75 | 951.5
|  | DH-HAC-HDW1200TQN-A-0360B-S6 |  |  |  | 2025-07-28 | 0 | 0 | 0 | 0 | 0 | 0
|  | DH-HAC-HDW1200TQN-0280B-S5 | · Max 30fps@2MP, 1/2.7" Image sensor · CVI/CVBS/AHD/TVI switchable · 2.8/3.6mm fixed lens · Quick Install Design · Smart IR 40m · IP67, DC12V |  | 765 | 2025-07-28 | 1147.5 | 994.5 | 994.5 | 918 | 879.75 | 841.5
|  | DH-HAC-HDW1200TQN-0360B-S5 |  |  |  | 2025-07-28 | 0 | 0 | 0 | 0 | 0 | 0
|  | DH-HAC-HDW1200TLMQN-A-0280B-S6 | · Max 30fps@2MP, 1/2.7" Image sensor · CVI/CVBS/AHD/TVI switchable · 2.8/3.6mm fixed lens · Quick Install Design · Built-in mic · Smart IR 30m · IP67, DC12V |  | 990 | 2025-07-28 | 1485 | 1287 | 1287 | 1188 | 1138.5 | 1089
|  | DH-HAC-HDW1200TLMQN-A-0360B-S6 |  |  |  | 2025-07-28 | 0 | 0 | 0 | 0 | 0 | 0
|  | DH-HAC-HDW1200TLMQN-0280B-S5 | · Max 30fps@2MP, 1/2.7" Image sensor · CVI/CVBS/AHD/TVI switchable · 2.8/3.6mm fixed lens · Quick Install Design · Smart IR 30m · IP67, DC12V |  | 890 | 2025-07-28 | 1335 | 1157 | 1157 | 1068 | 1023.5 | 979
|  | DH-HAC-HDW1200TLMQN-0360B-S5 |  |  |  | 2025-07-28 | 0 | 0 | 0 | 0 | 0 | 0
|  | DH-HAC-HDW1200TRQN-A-0280B-S6 | · Max 30fps@2MP, 1/2.7" Image sensor · CVI/CVBS/AHD/TVI switchable · 2.8/3.6mm fixed lens · Built-in mic · Smart IR 25m · Quick Install Design · IP67, DC12V |  | 715 | 2025-07-28 | 1072.5 | 929.5 | 929.5 | 858 | 822.25 | 786.5
|  | DH-HAC-HDW1200TRQN-A-0360B-S6 |  |  |  | 2025-07-28 | 0 | 0 | 0 | 0 | 0 | 0
|  | DH-HAC-HDW1200TRQN-0280B-S6 | · Max 30fps@2MP, 1/2.7" Image sensor · CVI/CVBS/AHD/TVI switchable · 2.8/3.6mm fixed lens · Quick Install Design · Smart IR 25m · IP67, DC12V |  | 525 | 2025-07-28 | 787.5 | 682.5 | 682.5 | 630 | 603.75 | 577.5
|  | DH-HAC-HDW1200TRQN-0360B-S6 |  |  |  | 2025-07-28 | 0 | 0 | 0 | 0 | 0 | 0
|  | DH-HAC-HFW1200RN-Z-A-2712-S6 | · Max 30fps@2MP, 1/2.7" Image sensor · CVI/CVBS/AHD/TVI switchable · 2.7~12mm Motorized lens · Built-in mic · Max. IR length 60m, Smart IR · All Metal · IP67, DC12V |  | 1885 | 2025-07-28 | 2827.5 | 2450.5 | 2450.5 | 2262 | 2167.75 | 2073.5
|  | DH-HAC-HFW1200RN-Z-2712-S6 | · Max 30fps@2MP, 1/2.7" Image sensor · CVI/CVBS/AHD/TVI switchable · 2.7~12mm Motorized lens · Max. IR length 60m, Smart IR · All Metal · IP67, DC12V |  | 1820 | 2025-07-28 | 2730 | 2366 | 2366 | 2184 | 2093 | 2002
|  | DH-HAC-HDW1200TN-Z-A-2712-S6 | · Max 30fps@2MP, 1/2.7" Image sensor · CVI/CVBS/AHD/TVI switchable · 2.7~12mm Motorized lens · Built-in mic · Smart IR 60m · All metal case · IP67, DC12V |  | 1820 | 2025-07-28 | 2730 | 2366 | 2366 | 2184 | 2093 | 2002
|  | DH-HAC-HFW1500DN-0360B-S2 | · Max 25fps@5MP, 1/2.7" Image sensor · 16:9 video output, Starlight · CVI/CVBS/AHD/TVI switchable · 3.6/6.0/8.0mm fixed lens · Smart IR 80m · All Metal · Big HOUSING · IP67, DC12V |  | 1830 | 2025-07-28 | 2745 | 2379 | 2379 | 2196 | 2104.5 | 2013
|  | DH-HAC-HFW1500TLN-A-0280B-S2 | · Max 25fps@5MP, 1/2.7" Image sensor · 16:9 video output, Starlight · CVI/CVBS/AHD/TVI switchable · 2.8/3.6/6.0/8.0mm fixed lens · Built-in mic · Smart IR 80m · Quick Install Design · IP67, DC12V |  | 1730 | 2025-07-28 | 2595 | 2249 | 2249 | 2076 | 1989.5 | 1903
|  | DH-HAC-HFW1500TLN-A-0360B-S2 |  |  |  | 2025-07-28 | 0 | 0 | 0 | 0 | 0 | 0
|  | DH-HAC-HFW1500TLN-A-0600B-S2 |  |  |  | 2025-07-28 | 0 | 0 | 0 | 0 | 0 | 0
|  | DH-HAC-HFW1500TLN-A-0800B-S2 |  |  |  | 2025-07-28 | 0 | 0 | 0 | 0 | 0 | 0
|  | DH-HAC-HFW1500CMN-A-0280B-S2 | · Max 25fps@5MP, 1/2.7" Image sensor · 16:9 video output, Starlight · CVI/CVBS/AHD/TVI switchable · 2.8/3.6mm fixed lens · Built-in mic · Smart IR 30m · All Metal · IP67, DC12V |  | 1280 | 2025-07-28 | 1920 | 1664 | 1664 | 1536 | 1472 | 1408
|  | DH-HAC-HFW1500CMN-A-0360B-S2 |  |  |  | 2025-07-28 | 0 | 0 | 0 | 0 | 0 | 0
|  | DH-HAC-HFW1500CMN-0280B-S2 | · Max 25fps@5MP, 1/2.7" Image sensor · 16:9 video output, Starlight · CVI/CVBS/AHD/TVI switchable · 2.8/3.6mm fixed lens · Smart IR 30m · All Metal · IP67, DC12V |  | 1180 | 2025-07-28 | 1770 | 1534 | 1534 | 1416 | 1357 | 1298
|  | DH-HAC-HFW1500CMN-0360B-S2 |  |  |  | 2025-07-28 | 0 | 0 | 0 | 0 | 0 | 0
|  | DH-HAC-HFW1500CN-A-0280B-S2 | · Max 25fps@5MP, 1/2.7" Image sensor · 16:9 video output, Starlight · CVI/CVBS/AHD/TVI switchable · 2.8/3.6mm fixed lens · Built-in mic · Smart IR 30m · Quick Install Design · IP67, DC12V |  | 1060 | 2025-07-28 | 1590 | 1378 | 1378 | 1272 | 1219 | 1166
|  | DH-HAC-HFW1500CN-A-0360B-S2 |  |  |  | 2025-07-28 | 0 | 0 | 0 | 0 | 0 | 0
|  | DH-HAC-HFW1500CN-0280B-S2 | · Max 25fps@5MP, 1/2.7" Image sensor · 16:9 video output, Starlight · CVI/CVBS/AHD/TVI switchable · 2.8/3.6mm fixed lens · Smart IR 30m · Quick Install Design · IP67, DC12V |  | 960 | 2025-07-28 | 1440 | 1248 | 1248 | 1152 | 1104 | 1056
|  | DH-HAC-HFW1500CN-0360B-S2 |  |  |  | 2025-07-28 | 0 | 0 | 0 | 0 | 0 | 0
|  | DH-HAC-HDW1500TLMQN-A-0280B-S2 | · Max 25fps@5MP, 1/2.7" Image sensor · 16:9 video output, Starlight · CVI/CVBS/AHD/TVI switchable · 2.8/3.6mm fixed lens · Built-in mic · Smart IR 30m · Metal Dome & Cover · Quick Install Design · IP67, DC12V |  | 1450 | 2025-07-28 | 2175 | 1885 | 1885 | 1740 | 1667.5 | 1595
|  | DH-HAC-HDW1500TLMQN-A-0360B-S2 |  |  |  | 2025-07-28 | 0 | 0 | 0 | 0 | 0 | 0
|  | DH-HAC-HDW1500TLMQN-0280B-S2 | · Max 25fps@5MP, 1/2.7" Image sensor · 16:9 video output, Starlight · CVI/CVBS/AHD/TVI switchable · 2.8/3.6mm fixed lens · Smart IR 30m · Metal Dome & Cover · Quick Install Design · IP67, DC12V |  | 1350 | 2025-07-28 | 2025 | 1755 | 1755 | 1620 | 1552.5 | 1485
|  | DH-HAC-HDW1500TLMQN-0360B-S2 |  |  |  | 2025-07-28 | 0 | 0 | 0 | 0 | 0 | 0
|  | DH-HAC-HDW1500TRQN-A-0280B-S2 | · Max 25fps@5MP, 1/2.7" Image sensor · 16:9 video output, Starlight · CVI/CVBS/AHD/TVI switchable · 2.8/3.6mm fixed lens · Built-in mic · Smart IR 25m · Quick Install Design · IP67, DC12V |  | 1000 | 2025-07-28 | 1500 | 1300 | 1300 | 1200 | 1150 | 1100
|  | DH-HAC-HDW1500TRQN-A-0360B-S2 |  |  |  | 2025-07-28 | 0 | 0 | 0 | 0 | 0 | 0
|  | DH-HAC-HDW1500TRQN-0280B-S2 | · Max 25fps@5MP, 1/2.7" Image sensor · 16:9 video output, Starlight · CVI/CVBS/AHD/TVI switchable · 2.8/3.6mm fixed lens · Smart IR 25m · Quick Install Design · IP67, DC12V |  | 900 | 2025-07-28 | 1350 | 1170 | 1170 | 1080 | 1035 | 990
|  | DH-HAC-HDW1500TRQN-0360B-S2 |  |  |  | 2025-07-28 | 0 | 0 | 0 | 0 | 0 | 0
|  | DH-HAC-HFW1500RN-Z-IRE6-A-2712-S2 | · Max 25fps@5MP, 1/2.7" Image sensor · 16:9 video output, Starlight · CVI/CVBS/AHD/TVI switchable · 2.7~12mm Motorized lens · Built-in mic · Max. IR length 60m, Smart IR · All Metal case · IP67, DC12V |  | 2470 | 2025-07-28 | 3705 | 3211 | 3211 | 2964 | 2840.5 | 2717
|  | DH-HAC-HFW1800THN-I4-0280B | · Max 30fps@8MP, 1/2.7" Image sensor · CVI/CVBS/AHD/TVI switchable · 2.8/ 3.6/6.0mm fixed lens · Max. IR length 40m, Smart IR · IP67, DC12V |  | 1625 | 2025-07-28 | 2437.5 | 2112.5 | 2112.5 | 1950 | 1868.75 | 1787.5
|  | DH-HAC-HFW1800THN-I4-0360B |  |  |  | 2025-07-28 | 0 | 0 | 0 | 0 | 0 | 0
|  | DH-HAC-HFW1800THN-I4-0600B |  |  |  | 2025-07-28 | 0 | 0 | 0 | 0 | 0 | 0
|  | DH-HAC-HFW1800THN-I8-0360B | · Max 30fps@8MP, 1/2.7" Image sensor · CVI/CVBS/AHD/TVI switchable · 3.6/6.0mm fixed lens · Max. IR length 80m, Smart IR · IP67, DC12V |  | 1690 | 2025-07-28 | 2535 | 2197 | 2197 | 2028 | 1943.5 | 1859
|  | DH-HAC-HFW1800THN-I8-0600B |  |  |  | 2025-07-28 | 0 | 0 | 0 | 0 | 0 | 0
|  | DH-HAC-HFW1800TLN-A-0280B | · Max 30fps@8MP, 1/2.7" Image sensor · CVI/CVBS/AHD/TVI switchable · Built-in mic · 2.8/ 3.6/6.0mm fixed lens · Max. IR length 80m, Smart IR · IP67, DC12V |  | 1560 | 2025-07-28 | 2340 | 2028 | 2028 | 1872 | 1794 | 1716
|  | DH-HAC-HFW1800TLN-A-0360B |  |  |  | 2025-07-28 | 0 | 0 | 0 | 0 | 0 | 0
|  | DH-HAC-HFW1800TLN-A-0600B |  |  |  | 2025-07-28 | 0 | 0 | 0 | 0 | 0 | 0
|  | DH-HAC-HFW1800TLN-0280B | · Max 30fps@8MP, 1/2.7" Image sensor · CVI/CVBS/AHD/TVI switchable · 2.8/ 3.6/6.0mm fixed lens · Max. IR length 80m, Smart IR · IP67, DC12V |  | 1495 | 2025-07-28 | 2242.5 | 1943.5 | 1943.5 | 1794 | 1719.25 | 1644.5
|  | DH-HAC-HFW1800TLN-0360B |  |  |  | 2025-07-28 | 0 | 0 | 0 | 0 | 0 | 0
|  | DH-HAC-HFW1800TLN-0600B |  |  |  | 2025-07-28 | 0 | 0 | 0 | 0 | 0 | 0
|  | DH-HAC-HFW1800TN-A-0280B | · Max 30fps@8MP, 1/2.7" Image sensor · CVI/CVBS/AHD/TVI switchable · Built-in mic · 2.8/ 3.6/6.0mm fixed lens · Max. IR length 30m, Smart IR · All metal case · IP67, DC12V |  | 1625 | 2025-07-28 | 2437.5 | 2112.5 | 2112.5 | 1950 | 1868.75 | 1787.5
|  | DH-HAC-HFW1800TN-A-0360B |  |  |  | 2025-07-28 | 0 | 0 | 0 | 0 | 0 | 0
|  | DH-HAC-HFW1800TN-A-0600B |  |  |  | 2025-07-28 | 0 | 0 | 0 | 0 | 0 | 0
|  | DH-HAC-HFW1800TN-0280B | · Max 30fps@8MP, 1/2.7" Image sensor · CVI/CVBS/AHD/TVI switchable · 2.8/ 3.6/6.0mm fixed lens · Max. IR length 30m, Smart IR · All metal case · IP67, DC12V |  | 1560 | 2025-07-28 | 2340 | 2028 | 2028 | 1872 | 1794 | 1716
|  | DH-HAC-HFW1800TN-0360B |  |  |  | 2025-07-28 | 0 | 0 | 0 | 0 | 0 | 0
|  | DH-HAC-HFW1800TN-0600B |  |  |  | 2025-07-28 | 0 | 0 | 0 | 0 | 0 | 0
|  | DH-HAC-HDW1800MN-0280B | · Max 30fps@8MP, 1/2.7" Image sensor · CVI/CVBS/AHD/TVI switchable · 2.8/ 3.6/6.0mm fixed lens · Max. IR length 30m, Smart IR · All metal case · IP67, DC12V |  | 1495 | 2025-07-28 | 2242.5 | 1943.5 | 1943.5 | 1794 | 1719.25 | 1644.5
|  | DH-HAC-HDW1800MN-0360B |  |  |  | 2025-07-28 | 0 | 0 | 0 | 0 | 0 | 0
|  | DH-HAC-HDW1800MN-0600B |  |  |  | 2025-07-28 | 0 | 0 | 0 | 0 | 0 | 0
|  | DH-HAC-HDW1800TLN-A-0280B | · Max 30fps@8MP, 1/2.7" Image sensor · CVI/CVBS/AHD/TVI switchable · Built-in mic · 2.8/ 3.6mm fixed lens · Max. IR length 30m, Smart IR · IP67, DC12V |  | 1495 | 2025-07-28 | 2242.5 | 1943.5 | 1943.5 | 1794 | 1719.25 | 1644.5
|  | DH-HAC-HDW1800TLN-A-0360B |  |  |  | 2025-07-28 | 0 | 0 | 0 | 0 | 0 | 0
|  | DH-HAC-HDW1800TLN-0280B | · Max 30fps@8MP, 1/2.7" Image sensor · CVI/CVBS/AHD/TVI switchable · 2.8/ 3.6mm fixed lens · Max. IR length 30m, Smart IR · IP67, DC12V |  | 1430 | 2025-07-28 | 2145 | 1859 | 1859 | 1716 | 1644.5 | 1573
|  | DH-HAC-HDW1800TLN-0360B |  |  |  | 2025-07-28 | 0 | 0 | 0 | 0 | 0 | 0
TIOC Series | DH-HAC-ME1509TQN-A-PV | DH-HAC-ME1509TQN-A-PV-0280B-S2 | > Max 25 fps@5 MP (16:9 video output). > 120 dB true WDR, 3D NR. > Smart Dual Illuminators. > Protection Against Red-Blue Light Interference. > Active deterrence with red blue light, siren and alarm out interface. > 40 m illumination distance. > Super Adapt. > Built-in MIC. > 3.6 mm fixed lens (2.8 mm optional). > CVI/CVBS/AHD/TVI switchable. > IP67, 12 VDC. > Quick-to-install eyeball saves installation time. |  | 2750 | 2025-07-28 | 4125 | 3575 | 3575 | 3300 | 3162.5 | 3025
|  | DH-HAC-ME1509TQN-A-PV-0360B-S2 |  |  |  | 2025-07-28 | 0 | 0 | 0 | 0 | 0 | 0
TIOC Series | DH-HAC-ME1509HN-A-PV | DH-HAC-ME1509HN-A-PV-0280B-S2 | > Max 25 fps@5 MP (16:9 video output). > 120 dB true WDR, 3D NR. > Smart Dual Illuminators. > Protection Against Red-Blue Light Interference. > Active deterrence with red blue light, siren and alarm out interface. > 40 m illumination distance. > Super Adapt. > Built-in MIC. > 3.6 mm fixed lens (2.8 mm optional). > CVI/CVBS/AHD/TVI switchable. > IP67, 12 VDC. > ALL Metal Case |  | 3150 | 2025-07-28 | 4725 | 4095 | 4095 | 3780 | 3622.5 | 3465
|  | DH-HAC-ME1509HN-A-PV-0360B-S2 |  |  |  | 2025-07-28 | 0 | 0 | 0 | 0 | 0 | 0
TIOC Series | DH-HAC-ME1509THN-A-PV | DH-HAC-ME1509THN-A-PV-0280B-S2 | > Max 25 fps@5 MP (16:9 video output). > 120 dB true WDR, 3D NR. > Smart Dual Illuminators. > Protection Against Red-Blue Light Interference. > Active deterrence with red blue light, siren and alarm out interface. > 40 m illumination distance. > Super Adapt. > Built-in MIC. > 3.6 mm fixed lens (2.8 mm optional). > CVI/CVBS/AHD/TVI switchable. > IP67, 12 VDC. |  | 2950 | 2025-07-28 | 4425 | 3835 | 3835 | 3540 | 3392.5 | 3245
|  | DH-HAC-ME1509THN-A-PV-0360B-S2 |  |  |  | 2025-07-28 | 0 | 0 | 0 | 0 | 0 | 0
TIOC Series | DH-HAC-ME1239TQN-A-PV | DH-HAC-ME1239TQN-A-PV-0280B-S2 | > Active deterrence with red blue light, siren and alarm out interface. > Max. 30 fps@1080p. > 130 dB true WDR, 3D NR. > Smart Dual Illuminators. > 40 m illumination distance. > Super Adapt, Built-in MIC. > 3.6 mm fixed lens (2.8 mm optional). > CVI/CVBS/AHD/TVI switchable. > IP67, 12 VDC. > Quick-to-install eyeball saves installation time. |  | 1890 | 2025-07-28 | 2835 | 2457 | 2457 | 2268 | 2173.5 | 2079
|  | DH-HAC-ME1239TQN-A-PV-0360B-S2 |  |  |  | 2025-07-28 | 0 | 0 | 0 | 0 | 0 | 0
TIOC Series | DH-HAC-ME1239HN-A-PV | DH-HAC-ME1239HN-A-PV-0280B-S2 | > Active deterrence with red blue light, siren and alarm out interface. > Max. 30 fps@1080p. > 130 dB true WDR, 3D NR. > Smart Dual Illuminators. > 40 m illumination distance. > Super Adapt, Built-in MIC. > 3.6 mm fixed lens (2.8 mm optional). > CVI/CVBS/AHD/TVI switchable. > IP67, 12 VDC. > ALL METAL CASE |  | 2290 | 2025-07-28 | 3435 | 2977 | 2977 | 2748 | 2633.5 | 2519
|  | DH-HAC-ME1239HN-A-PV-0360B-S2 |  |  |  | 2025-07-28 | 0 | 0 | 0 | 0 | 0 | 0
TIOC Series | DH-HAC-ME1239THN-A-PV | DH-HAC-ME1239THN-A-PV-0280B-S2 | > Active deterrence with red blue light, siren and alarm out interface. > Max. 30 fps@1080p. > 130 dB true WDR, 3D NR. > Smart Dual Illuminators. > 40 m illumination distance. > Super Adapt, Built-in MIC. > 3.6 mm fixed lens (2.8 mm optional). > CVI/CVBS/AHD/TVI switchable. > IP67, 12 VDC. |  | 2090 | 2025-07-28 | 3135 | 2717 | 2717 | 2508 | 2403.5 | 2299
|  | DH-HAC-ME1239THN-A-PV-0360B-S2 |  |  |  | 2025-07-28 | 0 | 0 | 0 | 0 | 0 | 0
| DH-SD59232N-HC-LA | DH-SD59232N-HC-LA | 1. Starlight 2. Pan:400°/s; Tilt:300°/s 3. Tilt range:-15°~90° 4. IP66 | 2MP / 150m / 120db Standard 32x | 18980 | 2025-07-28 | 28470 | 24674 | 24674 | 22776 | 21827 | 20878
| DH-SD59232DBN-HC | DH-SD59232DBN-HC | 1/2.8" 2Megapixel STARVIS™ CMOS Powerful 32x optical zoom Starlight technology 120 dB true WDR, 3D NR Max. 25/30 fps@1080p, 25/30/50/60 fps@720p IR distance up to 150 m IP66 | 2MP / 150m / 120db Standard 32x | 18980 | 2025-07-28 | 28470 | 24674 | 24674 | 22776 | 21827 | 20878
| DH-IPC-HFW1239S1-LED-S5 | DH-IPC-HFW1239S1P-LED-0280B-S5-QH2 | 2MP (1920 × 1080) @30 fps, 1/2.8" image sensor, 24/7 Full-color image SMART H.265+/ H.264+ 2.8/3.6 mm Fixed lens Built-in Smart Warm LED ,Max. 15m DWDR, HLC, BLC 12V DC/PoE IP67 protection |  | 1750 | 2025-07-28 | 2625 | 2275 | 2275 | 2100 | 2012.5 | 1925
|  | DH-IPC-HFW1239S1P-LED-0360B-S5-QH2 |  |  |  | 2025-07-28 | 0 | 0 | 0 | 0 | 0 | 0
| DH-IPC-HDW1239T1-LED-S5 | DH-IPC-HDW1239T1P-LED-0280B-S5-QH2 | 2MP (1920 × 1080) @30 fps, 1/2.8" image sensor, 24/7 Full-color image Smart H265+/264+ 2.8/3.6 mm Fixed lens Built-in Smart Warm LED , Max. 15m DWDR, HLC, BLC 12V DC/PoE IP67 protection |  | 1750 | 2025-07-28 | 2625 | 2275 | 2275 | 2100 | 2012.5 | 1925
|  | DH-IPC-HDW1239T1P-LED-0360B-S5-QH2 |  |  |  | 2025-07-28 | 0 | 0 | 0 | 0 | 0 | 0
| DH-IPC-HFW1239S1-A-LED-S5 | DH-IPC-HFW1239S1P-A-LED-0280B-S5-QH2 | 2MP (1920 × 1080) @30 fps, 1/2.8" image sensor, 24/7 Full-color image SMART H.265+/ H.264+ 2.8/3.6 mm Fixed lens Built-in Smart Warm LED ,Max. 15m Bulit-in MIC DWDR, HLC, BLC 12V DC/PoE IP67 protection |  | 2300 | 2025-07-28 | 3450 | 2990 | 2990 | 2760 | 2645 | 2530
|  | DH-IPC-HFW1239S1P-A-LED-0360B-S5-QH2 |  |  |  | 2025-07-28 | 0 | 0 | 0 | 0 | 0 | 0
| DH-IPC-HDW1239T1-A-LED-S5 | DH-IPC-HDW1239T1P-A-LED-0280B-S5-QH2 | 2MP (1920 × 1080) @30 fps, 1/2.8" image sensor, 24/7 Full-color image Smart H265+/264+ 2.8/3.6 mm Fixed lens Built-in Smart Warm LED , Max. 15m Bulit-in MIC DWDR, HLC, BLC 12V DC/PoE IP67 protection |  | 2300 | 2025-07-28 | 3450 | 2990 | 2990 | 2760 | 2645 | 2530
|  | DH-IPC-HDW1239T1P-A-LED-0360B-S5-QH2 |  |  |  | 2025-07-28 | 0 | 0 | 0 | 0 | 0 | 0
| DH-IPC-HFW1239S-A-LED-S5 | DH-IPC-HFW1239SP-A-LED-0280B-S5-QH3 | 2MP (1920 × 1080) @30 fps, 1/2.8" image sensor, 24/7 Full-color image SMART H.265+/ H.264+ 2.8/3.6 mm Fixed lens Built-in Smart Warm LED ,Max. 30m Bulit-in MIC All Metal Case DWDR, HLC, BLC 12V DC/PoE IP67 protection |  | 2520 | 2025-07-28 | 3780 | 3276 | 3276 | 3024 | 2898 | 2772
|  | DH-IPC-HFW1239SP-A-LED-0360B-S5-QH3 |  |  |  | 2025-07-28 | 0 | 0 | 0 | 0 | 0 | 0
| DH-IPC-HDW1239T-A-LED-S5 | DH-IPC-HDW1239TP-A-LED-0280B-S5-QH3 | 2MP (1920 × 1080) @30 fps, 1/2.8" image sensor, 24/7 Full-color image Smart H265+/264+ 2.8/3.6 mm Fixed lens Built-in Smart Warm LED , Max. 30m Bulit-in MIC All Metal Case DWDR, HLC, BLC 12V DC/PoE IP67 protection |  | 2520 | 2025-07-28 | 3780 | 3276 | 3276 | 3024 | 2898 | 2772
|  | DH-IPC-HDW1239TP-A-LED-0360B-S5-QH3 |  |  |  | 2025-07-28 | 0 | 0 | 0 | 0 | 0 | 0
| DH-IPC-HFW1439M-A-LED-B | DH-IPC-HFW1439MP-A-LED-B-0360B-S4-PHI | 4MP (1920 × 1080) @30 fps, 1/3" image sensor, 24/7 Full-color image SMART H.265+/ H.264+ 3.6 mm Fixed lens Built-in Smart Warm LED ,Max. 15m WDR, HLC, BLC 12V DC/PoE IP67 protection |  | 2880 | 2025-07-28 | 4320 | 3744 | 3744 | 3456 | 3312 | 3168
[6 empty] | 2025-07-28 | 0 | 0 | 0 | 0 | 0 | 0
| DH-IPC-HFW1439S1-LED-S4 | DH-IPC-HFW1439S1P-LED-0280B-S4 | 4MP (1920 × 1080) @30 fps, 1/3" image sensor, 24/7 Full-color image SMART H.265+/ H.264+ 2.8/3.6 mm Fixed lens Built-in Smart Warm LED ,Max. 15m WDR, HLC, BLC 12V DC/PoE IP67 protection |  | 2200 | 2025-07-28 | 3300 | 2860 | 2860 | 2640 | 2530 | 2420
|  | DH-IPC-HFW1439S1P-LED-0360B-S4 |  |  |  | 2025-07-28 | 0 | 0 | 0 | 0 | 0 | 0
| DH-IPC-HDW1439T1-LED-S4 | DH-IPC-HDW1439T1P-LED-0280B-S4 | 4MP (1920 × 1080) @30 fps, 1/3" image sensor, 24/7 Full-color image SMART H.265+/ H.264+ 2.8/3.6 mm Fixed lens Built-in Smart Warm LED ,Max. 15m WDR, HLC, BLC 12V DC/PoE IP67 protection |  | 2200 | 2025-07-28 | 3300 | 2860 | 2860 | 2640 | 2530 | 2420
|  | DH-IPC-HDW1439T1P-LED-0360B-S4 |  |  |  | 2025-07-28 | 0 | 0 | 0 | 0 | 0 | 0
| DH-IPC-HFW1439S1-A-LED-S4 | DH-IPC-HFW1439S1P-A-LED-0280B-S4 | 4MP (1920 × 1080) @30 fps, 1/3" image sensor, 24/7 Full-color image SMART H.265+/ H.264+ 2.8/3.6 mm Fixed lens Built-in Smart Warm LED ,Max. 15m Built-in Mic WDR, HLC, BLC 12V DC/PoE IP67 protection |  | 2680 | 2025-07-28 | 4020 | 3484 | 3484 | 3216 | 3082 | 2948
|  | DH-IPC-HFW1439S1P-A-LED-0360B-S4 |  |  |  | 2025-07-28 | 0 | 0 | 0 | 0 | 0 | 0
| DH-IPC-HDW1439T1-A-LED-S4 | DH-IPC-HDW1439T1P-A-LED-0280B-S4 | 4MP (1920 × 1080) @30 fps, 1/3" image sensor, 24/7 Full-color image SMART H.265+/ H.264+ 2.8/3.6 mm Fixed lens Built-in Smart Warm LED ,Max. 15m Built-in Mic WDR, HLC, BLC 12V DC/PoE IP67 protection |  | 2680 | 2025-07-28 | 4020 | 3484 | 3484 | 3216 | 3082 | 2948
|  | DH-IPC-HDW1439T1P-A-LED-0360B-S4 |  |  |  | 2025-07-28 | 0 | 0 | 0 | 0 | 0 | 0
| DH-IPC-HFW1439S-A-LED-S4 | DH-IPC-HFW1439SP-A-LED-0280B-S4 | 4MP (1920 × 1080) @30 fps, 1/3" image sensor, 24/7 Full-color image SMART H.265+/ H.264+ 2.8/3.6 mm Fixed lens Built-in Smart Warm LED , Max. 30m Bulit-in MIC All Metal Case WDR, HLC, BLC 12V DC/PoE IP67 protection |  | 2750 | 2025-07-28 | 4125 | 3575 | 3575 | 3300 | 3162.5 | 3025
|  | DH-IPC-HFW1439SP-A-LED-0360B-S4 |  |  |  | 2025-07-28 | 0 | 0 | 0 | 0 | 0 | 0
| DH-IPC-HDW1439T-A-LED-S4 | DH-IPC-HDW1439TP-A-LED-0280B-S4 | 4MP (1920 × 1080) @30 fps, 1/3" image sensor, 24/7 Full-color image SMART H.265+/ H.264+ 2.8/3.6 mm Fixed lens Built-in Smart Warm LED , Max. 30m Bulit-in MIC All Metal Case WDR, HLC, BLC 12V DC/PoE IP67 protection |  | 2750 | 2025-07-28 | 4125 | 3575 | 3575 | 3300 | 3162.5 | 3025
|  | DH-IPC-HDW1439TP-A-LED-0360B-S4 |  |  |  | 2025-07-28 | 0 | 0 | 0 | 0 | 0 | 0
| DH-IPC-HFW1230S1-S5 | DH-IPC-HFW1230S1P-0280B-S5-QH2 | 2MP (1920 × 1080p) @30 fps, 1/2.8” image sensor Smart H265+/264+ 2.8/3.6 mm Fixed lens Smart IR , Max. 30m DWDR, HLC, BLC 12V DC/PoE IP67 protection |  | 1560 | 2025-07-28 | 2340 | 2028 | 2028 | 1872 | 1794 | 1716
|  | DH-IPC-HFW1230S1P-0360B-S5-QH2 |  |  |  | 2025-07-28 | 0 | 0 | 0 | 0 | 0 | 0
| DH-IPC-HDW1230T1-S5 | DH-IPC-HDW1230T1P-0280B-S5-QH2 | 2MP (1920 × 1080p) @30 fps, 1/2.8” image sensor Smart H265+/264+ 2.8/3.6 mm Fixed lens Smart IR , Max. 30m DWDR, HLC, BLC 12V DC/PoE IP67 protection |  | 1560 | 2025-07-28 | 2340 | 2028 | 2028 | 1872 | 1794 | 1716
|  | DH-IPC-HDW1230T1P-0360B-S5-QH2 |  |  |  | 2025-07-28 | 0 | 0 | 0 | 0 | 0 | 0
| DH-IPC-HDPW1230R1N-S5 | DH-IPC-HDPW1230R1N-0280B-S5 | 2MP (1920 × 1080p) @30 fps, 1/2.8” image sensor Smart H265+/264+ 2.8/3.6 mm Fixed lens Smart IR , Max. 30m DWDR, HLC, BLC 12V DC/PoE IP67 protection |  | 1690 | 2025-07-28 | 2535 | 2197 | 2197 | 2028 | 1943.5 | 1859
|  | DH-IPC-HDPW1230R1N-0360B-S5 |  |  |  | 2025-07-28 | 0 | 0 | 0 | 0 | 0 | 0
| DH-IPC-HFW1230S-S5 | DH-IPC-HFW1230SP-0280B-S5-QH2 | 2MP (1920 × 1080p) @30 fps, 1/2.8” image sensor Smart H265+/264+ 2.8/3.6 mm Fixed lens Smart IR , Max. 30m DWDR, HLC, BLC 12V DC/PoE IP67 protection |  | 1750 | 2025-07-28 | 2625 | 2275 | 2275 | 2100 | 2012.5 | 1925
|  | DH-IPC-HFW1230SP-0360B-S5-QH2 |  |  |  | 2025-07-28 | 0 | 0 | 0 | 0 | 0 | 0
| DH-IPC-HDW1230S-S5 | DH-IPC-HDW1230SP-0280B-S5-QH2 | 2MP (1920 × 1080p) @30 fps, 1/2.8” image sensor Smart H265+/264+ 2.8/3.6 mm Fixed lens Smart IR , Max. 30m DWDR, HLC, BLC 12V DC/PoE IP67 protection |  | 1750 | 2025-07-28 | 2625 | 2275 | 2275 | 2100 | 2012.5 | 1925
|  | DH-IPC-HDW1230SP-0360B-S5-QH2 |  |  |  | 2025-07-28 | 0 | 0 | 0 | 0 | 0 | 0
| DH-IPC-HDBW1230EN-S5 | DH-IPC-HDBW1230EN-0280B-S5 | 2MP (1920 × 1080p) @30 fps, 1/2.8” image sensor Smart H265+/264+ 2.8/3.6 mm Fixed lens All Metal Case Smart IR , Max. 30m DWDR, HLC, BLC 12V DC/PoE IP67 protection |  | 1880 | 2025-07-28 | 2820 | 2444 | 2444 | 2256 | 2162 | 2068
|  | DH-IPC-HDBW1230EN-0360B-S5 |  |  |  | 2025-07-28 | 0 | 0 | 0 | 0 | 0 | 0
| DH-IPC-HFW1230S1-A-S5 | DH-IPC-HFW1230S1P-A-0280B-S5-QH2 | 2MP (1920 × 1080p) @30 fps, 1/2.8” image sensor Smart H265+/264+ 2.8/3.6 mm Fixed lens Smart IR , Max. 30m DWDR, HLC, BLC Built-in Mic 12V DC/PoE IP67 protection |  | 1750 | 2025-07-28 | 2625 | 2275 | 2275 | 2100 | 2012.5 | 1925
|  | DH-IPC-HFW1230S1P-A-0360B-S5-QH2 |  |  |  | 2025-07-28 | 0 | 0 | 0 | 0 | 0 | 0
| DH-IPC-HDW1230T1-A-S5 | DH-IPC-HDW1230T1P-A-0280B-S5-QH2 | 2MP (1920 × 1080p) @30 fps, 1/2.8” image sensor Smart H265+/264+ 2.8/3.6 mm Fixed lens Smart IR , Max. 30m DWDR, HLC, BLC Built-in Mic 12V DC/PoE IP67 protection |  | 1750 | 2025-07-28 | 2625 | 2275 | 2275 | 2100 | 2012.5 | 1925
|  | DH-IPC-HDW1230T1P-A-0360B-S5-QH2 |  |  |  | 2025-07-28 | 0 | 0 | 0 | 0 | 0 | 0
| DH-IPC-HFW1230S-A-S5 | DH-IPC-HFW1230SP-A-0280B-S5-QH2 | 2MP (1920 × 1080p) @30 fps, 1/2.8” image sensor Smart H265+/264+ 2.8/3.6 mm Fixed lens Smart IR , Max. 30m DWDR, HLC, BLC Built-in Mic 12V DC/PoE All Metal IP67 protection |  | 2000 | 2025-07-28 | 3000 | 2600 | 2600 | 2400 | 2300 | 2200
|  | DH-IPC-HFW1230SP-A-0360B-S5-QH2 |  |  |  | 2025-07-28 | 0 | 0 | 0 | 0 | 0 | 0
| DH-IPC-HDW1230T-A-S5 | DH-IPC-HDW1230TP-A-0280B-S5-QH2 | 2MP (1920 × 1080p) @30 fps, 1/2.8” image sensor Smart H265+/264+ 2.8/3.6 mm Fixed lens Smart IR , Max. 30m DWDR, HLC, BLC Built-in Mic 12V DC/PoE All Metal IP67 protection |  | 2000 | 2025-07-28 | 3000 | 2600 | 2600 | 2400 | 2300 | 2200
|  | DH-IPC-HDW1230TP-A-0360B-S5-QH2 |  |  |  | 2025-07-28 | 0 | 0 | 0 | 0 | 0 | 0
| DH-IPC-HFW1230M-A-I1-B-S5 | DH-IPC-HFW1230MP-A-I1-B-0360B-S5 | 2MP (1920 × 1080) @30 fps, 1/2.8" image sensor Smart H265+/264+ 3.6/6.0 mm Fixed lens Big Housing Design, All Metal Case Smart IR , Max. 50m DWDR, HLC, BLC Built-in Mic 12V DC/PoE IP67 protection |  | 2290 | 2025-07-28 | 3435 | 2977 | 2977 | 2748 | 2633.5 | 2519
|  | DH-IPC-HFW1230MP-A-I1-B-0600B-S5 |  |  |  | 2025-07-28 | 0 | 0 | 0 | 0 | 0 | 0
| DH-IPC-HFW1230M-A-I2-B-S5 | DH-IPC-HFW1230MP-A-I2-B-0360B-S5 | 2MP (1920 × 1080) @30 fps, 1/2.8" image sensor Smart H265+/264+ 3.6/6.0 mm Fixed lens Big Housing Design, All Metal Case Smart IR , Max. 60m DWDR, HLC, BLC Built-in Mic 12V DC/PoE IP67 protection |  | 2350 | 2025-07-28 | 3525 | 3055 | 3055 | 2820 | 2702.5 | 2585
|  | DH-IPC-HFW1230MP-A-I2-B-0600B-S5 |  |  |  | 2025-07-28 | 0 | 0 | 0 | 0 | 0 | 0
|  | DH-IPC-HFW1230MP-A-I2-B-0800B-S5 |  |  |  | 2025-07-28 | 0 | 0 | 0 | 0 | 0 | 0
| DH-IPC-HFW1230T1-ZS-S5 | DH-IPC-HFW1230T1P-ZS-2812-S5-QH | 2MP (1920 × 1080p) @30 fps, 1/2.8” image sensor Motorized Vari-Focal Length 2.8~12mm Smart H265+/264+ Smart IR , Max. 50m DWDR, HLC, BLC 12V DC/PoE IP67 protection |  | 4150 | 2025-07-28 | 6225 | 5395 | 5395 | 4980 | 4772.5 | 4565
| DH-IPC-HDW1230T1-ZS-S5 | DH-IPC-HDW1230T1P-ZS-2812-S5-QH | 2MP (1920 × 1080p) @30 fps, 1/2.8” image sensor Motorized Vari-Focal Length 2.8~12mm Smart H265+/264+ Smart IR , Max. 40m Supports max. 256 GB Micro SD card DWDR, HLC, BLC 12V DC/PoE IP67 protection |  | 4050 | 2025-07-28 | 6075 | 5265 | 5265 | 4860 | 4657.5 | 4455
| DH-IPC-HDPW1230R1-ZS-S5 | DH-IPC-HDPW1230R1P-ZS-2812-S5-QH | 2MP (1920 × 1080p) @30 fps, 1/2.8” image sensor Motorized Vari-Focal Length 2.8~12mm Smart H265+/264+ Smart IR , Max. 40m Supports max. 256 GB Micro SD card DWDR, HLC, BLC 12V DC/PoE IP67 protection |  | 4150 | 2025-07-28 | 6225 | 5395 | 5395 | 4980 | 4772.5 | 4565
| DH-IPC-HFW1230T-ZS-S5 | DH-IPC-HFW1230TP-ZS-2812-S5-QH | 2MP (1920 × 1080p) @30 fps, 1/2.8” image sensor Motorized Vari-Focal Length 2.8~12mm Smart H265+/264+ Big Housing Design, All Metal Case Smart IR , Max. 50m Supports max. 256 GB Micro SD card DWDR, HLC, BLC 12V DC/PoE IP67 protection |  | 4350 | 2025-07-28 | 6525 | 5655 | 5655 | 5220 | 5002.5 | 4785
| DH-IPC-HDW1230T-ZS-S5 | DH-IPC-HDW1230TP-ZS-2812-S5-QH | 2MP (1920 × 1080p) @30 fps, 1/2.8” image sensor Motorized Vari-Focal Length 2.8~12mm Smart H265+/264+ All Metal Case Smart IR , Max. 40m Supports max. 256 GB Micro SD card DWDR, HLC, BLC 12V DC/PoE IP67 protection |  | 4250 | 2025-07-28 | 6375 | 5525 | 5525 | 5100 | 4887.5 | 4675
| DH-IPC-HDBW1230R-ZS-S5 | DH-IPC-HDBW1230RP-ZS-2812-S5-QH | 2MP (1920 × 1080p) @30 fps, 1/2.8” image sensor Motorized Vari-Focal Length 2.8~12mm Smart H265+/264+ All Metal Case Smart IR , Max. 40m Supports max. 256 GB Micro SD card DWDR, HLC, BLC 12V DC/PoE IP67 protection |  | 4350 | 2025-07-28 | 6525 | 5655 | 5655 | 5220 | 5002.5 | 4785
| DH-IPC-HFW1431S1N-S4 | DH-IPC-HFW1431S1N-0280B-S4 | 4MP (2560 × 1440) @30 fps, 1/3” image sensor Smart IR , Max. 30m SMART H.265+/H.264+ 2.8/3.6 mm Fixed lens WDR, 3D DNR, HLC, BLC 12V DC/PoE IP67, protection |  | 1900 | 2025-07-28 | 2850 | 2470 | 2470 | 2280 | 2185 | 2090
|  | DH-IPC-HFW1431S1N-0360B-S4 |  |  |  | 2025-07-28 | 0 | 0 | 0 | 0 | 0 | 0
| DH-IPC-HDW1431T1N-S4 | DH-IPC-HDW1431T1N-0280B-S4 | 4MP (2560 × 1440) @30 fps, 1/3” image sensor Smart IR , Max. 30m SMART H.265+/H.264+ 2.8/3.6 mm Fixed lens WDR, 3D DNR, HLC, BLC 12V DC/PoE IP67, protection |  | 1900 | 2025-07-28 | 2850 | 2470 | 2470 | 2280 | 2185 | 2090
|  | DH-IPC-HDW1431T1N-0360B-S4 |  |  |  | 2025-07-28 | 0 | 0 | 0 | 0 | 0 | 0
| DH-IPC-HDPW1431R1N-S4 | DH-IPC-HDPW1431R1N-0280B-S4 | 4MP (2560 × 1440) @30 fps, 1/3” image sensor Smart IR , Max. 30m SMART H.265+/H.264+ 2.8/3.6 mm Fixed lens WDR, 3D DNR, HLC, BLC 12V DC/PoE IP67, protection |  | 2050 | 2025-07-28 | 3075 | 2665 | 2665 | 2460 | 2357.5 | 2255
|  | DH-IPC-HDPW1431R1N-0360B-S4 |  |  |  | 2025-07-28 | 0 | 0 | 0 | 0 | 0 | 0
| DH-IPC-HFW1431SN-S4 | DH-IPC-HFW1431SN-0280B-S4 | 4MP (2560 × 1440) @30 fps, 1/3” image sensor Smart IR , Max. 30m SMART H.265+/H.264+ WDR, 3D DNR, HLC, BLC 12V DC/PoE IP67, protection |  | 2150 | 2025-07-28 | 3225 | 2795 | 2795 | 2580 | 2472.5 | 2365
|  | DH-IPC-HFW1431SN-0360B-S4 |  |  |  | 2025-07-28 | 0 | 0 | 0 | 0 | 0 | 0
| DH-IPC-HDW1431SN-S4 | DH-IPC-HDW1431SN-0280B-S4 | 4MP (2560 × 1440) @30 fps, 1/3” image sensor Smart IR , Max. 30m SMART H.265+/H.264+ 2.8/3.6 mm Fixed lens WDR, 3D DNR, HLC, BLC 12V DC/PoE IP67, protection |  | 2150 | 2025-07-28 | 3225 | 2795 | 2795 | 2580 | 2472.5 | 2365
|  | DH-IPC-HDW1431SN-0360B-S4 |  |  |  | 2025-07-28 | 0 | 0 | 0 | 0 | 0 | 0
| DH-IPC-HDBW1431EN-S4 | DH-IPC-HDBW1431EN-0280B-S4 | 4MP (2560 × 1440) @30 fps, 1/3” image sensor Smart IR , Max. 30m SMART H.265+/H.264+ 2.8/3.6 mm Fixed lens WDR, 3D DNR, HLC, BLC 12V DC/PoE IP67, protection |  | 2250 | 2025-07-28 | 3375 | 2925 | 2925 | 2700 | 2587.5 | 2475
|  | DH-IPC-HDBW1431EN-0360B-S4 |  |  |  | 2025-07-28 | 0 | 0 | 0 | 0 | 0 | 0
| DH-IPC-HDW1431T1-A-S4 | DH-IPC-HDW1431T1P-A-0280B-S4-QH2 | 4MP (2560 × 1440) @30 fps, 1/2.7” image sensor Smart IR , Max. 30m SMART H.265+/H.264+ 2.8/3.6 mm Fixed lens Built-in Mic WDR, 3D DNR, HLC, BLC 12V DC/PoE IP67, protection |  | 2200 | 2025-07-28 | 3300 | 2860 | 2860 | 2640 | 2530 | 2420
|  | DH-IPC-HDW1431T1P-A-0360B-S4-QH2 |  |  |  | 2025-07-28 | 0 | 0 | 0 | 0 | 0 | 0
| DH-IPC-HFW1431S1-A-S4 | DH-IPC-HFW1431S1P-A-0280B-S4-QH2 | 4MP (2560 × 1440) @30 fps, 1/2.7” image sensor Smart IR , Max. 30m SMART H.265+/H.264+ 2.8/3.6 mm Fixed lens Built-in Mic WDR, 3D DNR, HLC, BLC 12V DC/PoE IP67, protection |  | 2200 | 2025-07-28 | 3300 | 2860 | 2860 | 2640 | 2530 | 2420
|  | DH-IPC-HFW1431S1P-A-0360B-S4-QH2 |  |  |  | 2025-07-28 | 0 | 0 | 0 | 0 | 0 | 0
| DH-IPC-HFW1239TL1-A-IL | DH-IPC-HFW1239TL1P-A-IL-0280B | 2-MP Built-in IR LED and warm light SMART H.264 +/H.265+ Built in Mic. 12 VDC/PoE power supply, IP67 protection. Supports human detection. |  | 1890 | 2025-07-28 | 2835 | 2457 | 2457 | 2268 | 2173.5 | 2079
|  | DH-IPC-HFW1239TL1P-A-IL-0360B |  |  |  | 2025-07-28 | 0 | 0 | 0 | 0 | 0 | 0
| DH-IPC-HDW1239V-A-IL | DH-IPC-HDW1239VP-A-IL-0280B | 2-MP Built-in IR LED and warm light SMART H.264 +/H.265+ Built in Mic. 12 VDC/PoE power supply, IP67 protection. Supports human detection. |  | 1890 | 2025-07-28 | 2835 | 2457 | 2457 | 2268 | 2173.5 | 2079
|  | DH-IPC-HDW1239VP-A-IL-0360B |  |  |  | 2025-07-28 | 0 | 0 | 0 | 0 | 0 | 0
| DH-IPC-HFW1439TL1-A-IL | DH-IPC-HFW1439TL1P-A-IL-0280B | 4-MP Built-in IR LED and warm light SMART H.264 +/H.265+ Built in Mic. 12 VDC/PoE power supply, IP67 protection. Supports human detection. |  | 2690 | 2025-07-28 | 4035 | 3497 | 3497 | 3228 | 3093.5 | 2959
|  | DH-IPC-HFW1439TL1P-A-IL-0360B |  |  |  | 2025-07-28 | 0 | 0 | 0 | 0 | 0 | 0
| DH-IPC-HDW1439V-A-IL | DH-IPC-HDW1439VP-A-IL-0280B | 4-MP Built-in IR LED and warm light SMART H.264 +/H.265+ Built in Mic. 12 VDC/PoE power supply, IP67 protection. Supports human detection. |  | 2690 | 2025-07-28 | 4035 | 3497 | 3497 | 3228 | 3093.5 | 2959
|  | DH-IPC-HDW1439VP-A-IL-0360B |  |  |  | 2025-07-28 | 0 | 0 | 0 | 0 | 0 | 0
| DH-IPC-HFW1431T1N-ZS-S4 | DH-IPC-HFW1431T1N-ZS-2812-S4 | 4MP (2560 × 1440) @30 fps, 1/3” image sensor Motorized Vari-Focal Length 2.8~12mm Smart IR , Max. 50m SMART H.265+/H.264+ WDR, 3D DNR, HLC, BLC Supports max. 256 GB SD card 12V DC/PoE IP67 protection |  | 4650 | 2025-07-28 | 6975 | 6045 | 6045 | 5580 | 5347.5 | 5115
| DH-IPC-HDW1431T1N-ZS-S4 | DH-IPC-HDW1431T1N-ZS-2812-S4 | 4MP (2560 × 1440) @30 fps, 1/3” image sensor Motorized Vari-Focal Length 2.8~12mm Smart IR , Max. 50m SMART H.265+/H.264+ WDR, 3D DNR, HLC, BLC Supports max. 256 GB SD card 12V DC/PoE IP67 protection |  | 4550 | 2025-07-28 | 6825 | 5915 | 5915 | 5460 | 5232.5 | 5005
| DH-IPC-HDPW1431R1N-ZS-S4 | DH-IPC-HDPW1431R1N-ZS-2812-S4 | 4MP (2560 × 1440) @30 fps, 1/3” image sensor Motorized Vari-Focal Length 2.8~12mm Smart IR , Max. 40m SMART H.265+/H.264+ WDR, 3D DNR, HLC, BLC Supports max. 256 GB SD card 12V DC/PoE IP67 protection |  | 4650 | 2025-07-28 | 6975 | 6045 | 6045 | 5580 | 5347.5 | 5115
| DH-IPC-HFW1431TN-ZS-S4 | DH-IPC-HFW1431TN-ZS-2812-S4 | 4MP (2560 × 1440) @30 fps, 1/3” image sensor Motorized Vari-Focal Length 2.8~12mm Big Housing Design, All Metal Case Smart IR , Max. 50m SMART H.265+/H.264+ WDR, 3D DNR, HLC, BLC Supports max. 256 GB SD card 12V DC/PoE IP67 protection |  | 4900 | 2025-07-28 | 7350 | 6370 | 6370 | 5880 | 5635 | 5390
| DH-IPC-HDW1431TN-ZS-S4 | DH-IPC-HDW1431TN-ZS-2812-S4 | 4MP (2560 × 1440) @30 fps, 1/3” image sensor Motorized Vari-Focal Length 2.8~12mm All Metal Case Smart IR , Max. 50m SMART H.265+/H.264+ WDR, 3D DNR, HLC, BLC Supports max. 256 GB SD card 12V DC/PoE IP67 protection |  | 4800 | 2025-07-28 | 7200 | 6240 | 6240 | 5760 | 5520 | 5280
| DH-IPC-HDBW1431RN-ZS-S4 | DH-IPC-HDBW1431RN-ZS-2812-S4 | 4MP (2560 × 1440) @30 fps, 1/3” image sensor Motorized Vari-Focal Length 2.8~12mm All Metal Case Smart IR , Max. 40m SMART H.265+/H.264+ WDR, 3D DNR, HLC, BLC Supports max. 256 GB SD card 12V DC/PoE IP67 protection |  | 4900 | 2025-07-28 | 7350 | 6370 | 6370 | 5880 | 5635 | 5390
| DH-IPC-HFW2249S-S-IL | DH-IPC-HFW2249SP-S-IL-0280B | · 2MP (1920 × 1080) @30 fps, 1/2.8" image sensor · 24/7 Full-color image, starlight, WDR · SMART H.264+/H.265+ · 2.8/3.6 mm fixed lens · Built-in warm light/IR LED, the max. illumination distance is 30 m and the max. warm light distance is 10 m. · Intelligent monitoring: Intrusion, tripwire (the two functions support the classification and accurate detection of vehicle and human). · Built-in Mic · Supports max. 256 GB Micro SD card · 12V DC/PoE power supply · IP67 protection |  | 3300 | 2025-07-28 | 4950 | 4290 | 4290 | 3960 | 3795 | 3630
|  | DH-IPC-HFW2249SP-S-IL-0360B |  |  |  | 2025-07-28 | 0 | 0 | 0 | 0 | 0 | 0
| DH-IPC-HDW2249T-S-IL | DH-IPC-HDW2249TP-S-IL-0280B | · 2MP (1920 × 1080) @30 fps, 1/2.8" image sensor · 24/7 Full-color image, starlight, WDR · SMART H.264+/H.265+ · 2.8/3.6 mm fixed lens · Built-in warm light/IR LED, the max. illumination distance is 30 m and the max. warm light distance is 10 m. · Intelligent monitoring: Intrusion, tripwire (the two functions support the classification and accurate detection of vehicle and human). · Built-in Mic · Support max. 256 GB Micro SD card · 12V DC/PoE power supply · IP67 protection |  | 3300 | 2025-07-28 | 4950 | 4290 | 4290 | 3960 | 3795 | 3630
|  | DH-IPC-HDW2249TP-S-IL-0360B |  |  |  | 2025-07-28 | 0 | 0 | 0 | 0 | 0 | 0
| DH-IPC-HFW2449S-S-IL | DH-IPC-HFW2449SP-S-IL-0280B | · 4MP (1920 × 1080) @30 fps, 1/2.9" image sensor · 24/7 Full-color image, starlight, WDR · SMART H.264+/H.265+ · 2.8/3.6 mm fixed lens · Built-in warm light/IR LED, the max. illumination distance is 30 m and the max. warm light distance is 10 m. · Intelligent monitoring: Intrusion, tripwire (the two functions support the classification and accurate detection of vehicle and human). · Built-in Mic · Supports max. 256 GB Micro SD card · 12V DC/PoE power supply · IP67 protection |  | 3500 | 2025-07-28 | 5250 | 4550 | 4550 | 4200 | 4025 | 3850
|  | DH-IPC-HFW2449SP-S-IL-0360B |  |  |  | 2025-07-28 | 0 | 0 | 0 | 0 | 0 | 0
| DH-IPC-HDW2449T-S-IL | DH-IPC-HDW2449TP-S-IL-0280B | · 4MP (1920 × 1080) @30 fps, 1/2.9" image sensor · 24/7 Full-color image, starlight, WDR · SMART H.264+/H.265+ · 2.8/3.6 mm fixed lens · Built-in warm light/IR LED, the max. illumination distance is 30 m and the max. warm light distance is 10 m. · Intelligent monitoring: Intrusion, tripwire (the two functions support the classification and accurate detection of vehicle and human). · Built-in Mic · Supports max. 256 GB Micro SD card · 12V DC/PoE power supply · IP67 protection |  | 3500 | 2025-07-28 | 5250 | 4550 | 4550 | 4200 | 4025 | 3850
|  | DH-IPC-HDW2449TP-S-IL-0360B |  |  |  | 2025-07-28 | 0 | 0 | 0 | 0 | 0 | 0
| DH-IPC-HFW2239SN-SA-LED-S2 | DH-IPC-HFW2239SN-SA-LED-0280B-S2 | · 2MP (1920 × 1080) @30 fps, 1/2.8" image sensor · 24/7 Full-color image, starlight, WDR · SMART H.264+/H.265+ · 2.8/3.6 mm fixed lens · Built-in warm lights, max. 30 m · Intelligent detection: Intrusion, tripwire · Built-in Mic · Supports max. 256 GB Micro SD card · 12V DC/PoE power supply · IP67 protection |  | 2650 | 2025-07-28 | 3975 | 3445 | 3445 | 3180 | 3047.5 | 2915
|  | DH-IPC-HFW2239SN-SA-LED-0360B-S2 |  |  |  | 2025-07-28 | 0 | 0 | 0 | 0 | 0 | 0
| DH-IPC-HFW2249S-S-LED | DH-IPC-HFW2249SP-S-LED-0280B | 2-MP 1/2.8" CMOS image sensor, (1920 × 1080)@25/30 fps. H.265 codec, high compression rate, ultra-low bit rate. Built-in warm light and the max. illumination distance is 30 m. ROI, SMART H.264+/H.265+ Rotation mode, WDR, 3D NR, HLC, BLC Intelligent monitoring: Intrusion, tripwire Supports max. 256 G Micro SD card; built in Mic. 12 VDC/PoE power supply. IP67 protection. SMD Plus. |  | 2650 | 2025-07-28 | 3975 | 3445 | 3445 | 3180 | 3047.5 | 2915
|  | DH-IPC-HFW2249SP-S-LED-0360B |  |  |  | 2025-07-28 | 0 | 0 | 0 | 0 | 0 | 0
| DH-IPC-HFW2239MN-AS-LED-B-S2 | DH-IPC-HFW2239MN-AS-LED-B-0360B-S2 | · 2MP (1920 × 1080) @30 fps, 1/2.8" image sensor · 24/7 Full-color image, starlight, WDR · SMART H.264+/H.265+ · 3.6/6.0 mm fixed lens · Built-in warm lights, max. 40 m · Intelligent detection: Intrusion, tripwire · Alarm: 2 in, 2 out; audio: 1 in, 1 out ports · Support max. 256 GB Micro SD card · 12V DC/PoE power supply · IP67 protection |  | 2850 | 2025-07-28 | 4275 | 3705 | 3705 | 3420 | 3277.5 | 3135
|  | DH-IPC-HFW2239MN-AS-LED-B-0600B-S2 |  |  |  | 2025-07-28 | 0 | 0 | 0 | 0 | 0 | 0
| DH-IPC-HFW2249M-AS-LED-B | DH-IPC-HFW2249MP-AS-LED-B-0360B | 2-MP 1/2.8" CMOS image sensor,(1920 × 1080)@25/30 fps. H.265 codec, high compression rate, ultra-low bit rate. Built-in warm light and the max. illumination distance is 50 m. ROI, SMART H.264+/H.265+, flexible coding, applicable to various bandwidth and storage environments. Rotation mode, WDR, 3D NR, HLC, BLC Intelligent monitoring: Intrusion, tripwire Alarm: 2 in, 2 out; audio: 1 in, 1 out; supports max. 256 G Micro SD card; built in Mic. 12 VDC/PoE power supply, 12 VDC power output, max. current 165 mA, easy for installation. IP67 protection. SMD Plus. |  | 2850 | 2025-07-28 | 4275 | 3705 | 3705 | 3420 | 3277.5 | 3135
|  | DH-IPC-HFW2249MP-AS-LED-B-0600B |  |  |  | 2025-07-28 | 0 | 0 | 0 | 0 | 0 | 0
| DH-IPC-HDW2239TN-AS-LED-S2 | DH-IPC-HDW2239TN-AS-LED-0280B-S2 | · 2MP (1920 × 1080) @30 fps, 1/2.8" image sensor · 24/7 Full-color image, starlight, WDR · SMART H.264+/H.265+ · 2.8/3.6 mm fixed lens · Built-in warm lights, max. 30 m · Intelligent detection: Intrusion, tripwire · Built-in Mic · Supports max. 256 GB Micro SD card · 12V DC/PoE power supply · IP67 protection |  | 2650 | 2025-07-28 | 3975 | 3445 | 3445 | 3180 | 3047.5 | 2915
|  | DH-IPC-HDW2239TN-AS-LED-0360B-S2 |  |  |  | 2025-07-28 | 0 | 0 | 0 | 0 | 0 | 0
| DH-IPC-HDW2249T-S-LED | DH-IPC-HDW2249TP-S-LED-0280B | 2-MP 1/2.8" CMOS image sensor (1920 × 1080)@25/30 fps. H.265 codec； Built-in warm light and the max. illumination distance is 30 m. ROI, SMART H.264+/H.265+,= Rotation mode, WDR, 3D NR, HLC, BLC Intelligent monitoring: Intrusion, tripwire Supports max. 256 G Micro SD card; built in Mic. 12 VDC/PoE power supply. IP67 protection. SMD Plus. |  | 2650 | 2025-07-28 | 3975 | 3445 | 3445 | 3180 | 3047.5 | 2915
|  | DH-IPC-HDW2249TP-S-LED-0360B |  |  |  | 2025-07-28 | 0 | 0 | 0 | 0 | 0 | 0
[6 empty] | 2025-07-28 | 0 | 0 | 0 | 0 | 0 | 0
| DH-IPC-HFW2439SN-SA-LED-S2 | DH-IPC-HFW2439SN-SA-LED-0280B-S2 | · 4MP (2560 × 1440) @ 30 fps, 1/3" image sensor · SMART H.264+/H.265+ · 2.8/3.6 mm fixed lens · 24/7 Full-color image, starlight, WDR · Built-in warm lights, max. 30 m · Intelligent detection: Intrusion, tripwire · Built-in Mic · Supports max. 256 GB Micro SD card · 12V DC/PoE power supply · IP67 protection |  | 2850 | 2025-07-28 | 4275 | 3705 | 3705 | 3420 | 3277.5 | 3135
|  | DH-IPC-HFW2439SN-SA-LED-0360B-S2 |  |  |  | 2025-07-28 | 0 | 0 | 0 | 0 | 0 | 0
| DH-IPC-HFW2449S-S-LED | DH-IPC-HFW2449SP-S-LED-0280B | 4-MP 1/2.9" CMOS image senso，(2688× 1520)@20 fps, and supports (2560×1440)@25/30 fps. H.265 codec Built-in warm light and the max. illumination distance is 30 m. ROI, SMART H.264+/H.265+ Rotation mode, WDR, 3D NR, HLC, BLC Intelligent monitoring: Intrusion, tripwire Supports max. 256 G Micro SD card; built in Mic. 12 VDC/PoE power supply. IP67 protection. SMD Plus. |  | 2850 | 2025-07-28 | 4275 | 3705 | 3705 | 3420 | 3277.5 | 3135
|  | DH-IPC-HFW2449SP-S-LED-0360B |  |  |  | 2025-07-28 | 0 | 0 | 0 | 0 | 0 | 0
| DH-IPC-HFW2439MN-AS-LED-B-S2 | DH-IPC-HFW2439MN-AS-LED-B-0360B-S2 | · 4MP (2560 × 1440) @ 30 fps, 1/3" image sensor · SMART H.264+/H.265+ · 3.6/6.0 mm fixed lens · 24/7 Full-color image, starlight, WDR · Built-in warm lights, max. 40 m · Intelligent detection: Intrusion, tripwire · Alarm: 2 in, 2 out; audio: 1 in, 1 out; · supports max. 256 GB Micro SD card · IP67 protection |  | 3000 | 2025-07-28 | 4500 | 3900 | 3900 | 3600 | 3450 | 3300
|  | DH-IPC-HFW2439MN-AS-LED-B-0600B-S2 |  |  |  | 2025-07-28 | 0 | 0 | 0 | 0 | 0 | 0
| DH-IPC-HFW2449M-AS-LED-B | DH-IPC-HFW2449MP-AS-LED-B-0360B | 4-MP 1/2.9" CMOS image sensor, low luminance, and high definition image. Outputs max. 4 MP (2688× 1520)@20 fps, and supports (2560×1440)@25/30 fps. H.265 codec, high compression rate, ultra-low bit rate. Built-in warm light and the max. illumination distance is 50 m. ROI, SMART H.264+/H.265+, flexible coding, applicable to various bandwidth and storage environments. Rotation mode, WDR, 3D NR, HLC, BLC, digital watermarking, applicable to various monitoring scenes. Intelligent monitoring: Intrusion, tripwire (the two functions support the classification and accurate detection of vehicle and human). Abnormality detection: Motion detection, video tampering, audio detection, no SD card, SD card full, SD card error, network disconnection, IP conflict, illegal access, and voltage detection. Alarm: 2 in, 2 out; audio: 1 in, 1 out; supports max. 256 G Micro SD card; built in Mic. 12 VDC/PoE power supply, 12 VDC power output, max. current 165 mA, easy for installation. IP67 protection. SMD Plus. |  | 3050 | 2025-07-28 | 4575 | 3965 | 3965 | 3660 | 3507.5 | 3355
|  | DH-IPC-HFW2449MP-AS-LED-B-0600B |  |  |  | 2025-07-28 | 0 | 0 | 0 | 0 | 0 | 0
| DH-IPC-HDW2439TN-AS-LED-S2 | DH-IPC-HDW2439TN-AS-LED-0280B-S2 | · 4MP (2560 × 1440) @ 30 fps, 1/3" image sensor · SMART H.264+/H.265+ · 2.8/3.6 mm fixed lens · 24/7 Full-color image, starlight, WDR · Built-in warm lights, max. 30 m · Intelligent detection: Intrusion, tripwire · Built-in Mic · Supports max. 256 GB Micro SD card · 12V DC/PoE power supply · IP67 protection |  | 2850 | 2025-07-28 | 4275 | 3705 | 3705 | 3420 | 3277.5 | 3135
|  | DH-IPC-HDW2439TN-AS-LED-0360B-S2 |  |  |  | 2025-07-28 | 0 | 0 | 0 | 0 | 0 | 0
| DH-IPC-HDW2449T-S-LED | DH-IPC-HDW2449TP-S-LED-0280B | 4-MP 1/2.9" CMOS image sensor，(2688× 1520)@20 fps, and supports (2560×1440)@25/30 fps. H.265 codec Built-in warm light and the max. illumination distance is 30 m. ROI, SMART H.264+/H.265+ Rotation mode, WDR, 3D NR, HLC, BLC Intelligent monitoring: Intrusion, tripwire Supports max. 256 G Micro SD card; built in Mic. 12 VDC/PoE power supply. IP67 protection. SMD Plus. |  | 2850 | 2025-07-28 | 4275 | 3705 | 3705 | 3420 | 3277.5 | 3135
|  | DH-IPC-HDW2449TP-S-LED-0360B |  |  |  | 2025-07-28 | 0 | 0 | 0 | 0 | 0 | 0
| DH-IPC-HFW2230S-S-S2 | DH-IPC-HFW2230SP-S-0280B-S2-QH3 | · 2MP (1920 × 1080) @30 fps, 1/2.8" image sensor · SMART H.264+/H.265+ · 2.8/3.6 mm fixed lens · Support Starlight, DWDR · max IR distance: 30 m · Intelligent detection: Intrusion, tripwire · Supports max. 256 GB Micro SD card · 12V DC/POE power support · IP67 |  | 2270 | 2025-07-28 | 3405 | 2951 | 2951 | 2724 | 2610.5 | 2497
|  | DH-IPC-HFW2230SP-S-0360B-S2-QH3 |  |  |  | 2025-07-28 | 0 | 0 | 0 | 0 | 0 | 0
| DH-IPC-HFW2230S-S-S2 | DH-IPC-HFW2230SP-S-0280B-S2-QH3 | · 2MP (1920 × 1080) @30 fps, 1/2.8" image sensor · SMART H.264+/H.265+ · 2.8/3.6 mm fixed lens · Support Starlight, DWDR · max IR distance: 30 m · Intelligent detection: Intrusion, tripwire · Supports max. 256 GB Micro SD card · 12V DC/POE power support · IP67 |  | 2270 | 2025-07-28 | 3405 | 2951 | 2951 | 2724 | 2610.5 | 2497
|  | DH-IPC-HFW2230SP-S-0360B-S2-QH3 |  |  |  | 2025-07-28 | 0 | 0 | 0 | 0 | 0 | 0
| DH-IPC-HDW2230T-AS-S2 | DH-IPC-HDW2230TP-AS-0280B-S2-QH3 | · 2MP (1920 × 1080) @30 fps, 1/2.8" image sensor · SMART H.264+/H.265+ · 2.8/3.6 mm fixed lens · Support Starlight，DWDR · max IR distance: 30 m · Intelligent detection: Intrusion, tripwire · Support Built-in Mic · Supports max. 256 GB Micro SD card · 12V DC/POE power support · IP67 |  | 2270 | 2025-07-28 | 3405 | 2951 | 2951 | 2724 | 2610.5 | 2497
|  | DH-IPC-HDW2230TP-AS-0360B-S2-QH3 |  |  |  | 2025-07-28 | 0 | 0 | 0 | 0 | 0 | 0
| DH-IPC-HDBW2230E-S-S2 | DH-IPC-HDBW2230EP-S-0280B-S2-QH3 | · 2MP (1920 × 1080) @30 fps, 1/2.8" image sensor · SMART H.264+/H.265+ · 2.8/3.6 mm fixed lens · Support Starlight, DWDR · max IR distance: 30 m · Intelligent detection: Intrusion, tripwire · Supports max. 256 GB Micro SD card · 12V DC/POE power support · IP67 |  | 2270 | 2025-07-28 | 3405 | 2951 | 2951 | 2724 | 2610.5 | 2497
|  | DH-IPC-HDBW2230EP-S-0360B-S2-QH3 |  |  |  | 2025-07-28 | 0 | 0 | 0 | 0 | 0 | 0
| DH-IPC-HFW2241S-S | DH-IPC-HFW2241SP-S-0280B | · 2MP (1920 × 1080) @30 fps, 1/2.8" image sensor · SMART H.264+/H.265+ · 2.8/3.6 mm fixed lens · Support Starlight, WDR · Max IR distance: 30 m · Intelligent detection: Intrusion, tripwire · Supports max. 256 GB Micro SD card · 12V DC/POE power support · IP67 |  | 2370 | 2025-07-28 | 3555 | 3081 | 3081 | 2844 | 2725.5 | 2607
|  | DH-IPC-HFW2241SP-S-0360B |  |  |  | 2025-07-28 | 0 | 0 | 0 | 0 | 0 | 0
| DH-IPC-HFW2241T-AS | DH-IPC-HFW2241TP-AS-0360B | · 2MP (1920 × 1080) @30 fps, 1/2.8" image sensor · SMART H.264+/H.265+ · 3.6/6.0/8.0 mm fixed lens · Support Starlight, WDR · max IR distance: 80 m · Intelligent detection: Intrusion, tripwire · Alarm: 1 in, 1 out; audio: 1 in, 1 out · Supports max. 256 GB Micro SD card · 12V DC/POE power support · IP67 |  | 2700 | 2025-07-28 | 4050 | 3510 | 3510 | 3240 | 3105 | 2970
|  | DH-IPC-HFW2241TP-AS-0600B |  |  |  | 2025-07-28 | 0 | 0 | 0 | 0 | 0 | 0
| DH-IPC-HDW2241T-S | DH-IPC-HDW2241TP-S-0280B | · 2MP (1920 × 1080) @30 fps, 1/2.8" image sensor · SMART H.264+/H.265+ · 2.8/3.6 mm fixed lens · Support Starlight, WDR · max IR distance: 30 m · Intelligent detection: Intrusion, tripwire · Support Built-in Mic · Supports max. 256 GB Micro SD card · 12V DC/POE power support · IP67 |  | 2370 | 2025-07-28 | 3555 | 3081 | 3081 | 2844 | 2725.5 | 2607
|  | DH-IPC-HDW2241TP-S-0360B |  |  |  | 2025-07-28 | 0 | 0 | 0 | 0 | 0 | 0
| DH-IPC-HDW2241TM-S | DH-IPC-HDW2241TMP-S-0280B | 2-MP 1/2.8" CMOS image sensor, low luminance, and high definition image. Outputs max. 2 MP (1920 × 1080)@25/30 fps. H.265 codec, high compression rate, ultra-low bit rate. Built-in IR LED, and the max. illumination distance is 30 m. ROI, SMART H.264 +/H.265+, flexible coding, applicable to various bandwidth and storage environments. Rotation mode, WDR, 3D NR, HLC, BLC, digital watermarking, applicable to various monitoring scenes. Intelligent monitoring: Intrusion, tripwire (the two functions support the classification and accurate detection of vehicle and human) Supports max. 256 G Micro SD card; built in MIC. 12 VDC/PoE power supply. IP67 protection. SMD. |  | 2600 | 2025-07-28 | 3900 | 3380 | 3380 | 3120 | 2990 | 2860
|  | DH-IPC-HDW2241TMP-S-0360B |  |  |  | 2025-07-28 | 0 | 0 | 0 | 0 | 0 | 0
| DH-IPC-HDBW2241E-S | DH-IPC-HDBW2241EP-S-0280B | 2-MP 1/2.8" CMOS image sensor, low luminance, and high definition image. Outputs max. 2 MP (1920 × 1080)@25/30 fps. H.265 codec, high compression rate, ultra-low bit rate. Built-in IR LED, and the max. illumination distance is 30 m. ROI, SMART H.264+/H.265+, flexible coding, applicable to various bandwidth and storage environments. Rotation mode, WDR, 3D NR, HLC, BLC, digital watermarking, applicable to various monitoring scenes. Intelligent monitoring: Intrusion, tripwire (the two functions support the classification and accurate detection of vehicle and human). Supports max. 256 G Micro SD card; built in MIC. 12 VDC/PoE power supply, easy for installation. IP67 protection. SMD. |  | 2370 | 2025-07-28 | 3555 | 3081 | 3081 | 2844 | 2725.5 | 2607
|  | DH-IPC-HDBW2241EP-S-0360B |  |  |  | 2025-07-28 | 0 | 0 | 0 | 0 | 0 | 0
| DH-IPC-HDBW2231FN-AS-S2 | DH-IPC-HDBW2231FN-AS-0280B-S2 | · 2MP (1920 × 1080) @30 fps, 1/2.8" image sensor · SMART H.264+/H.265+ · 2.8/3.6 mm fixed lens · Support Starlight, WDR · max IR distance: 30 m · Intelligent detection: Intrusion, tripwire · Support Built-in Mic · Supports max. 256 GB Micro SD card · 12V DC/POE power support · IP67, IK10 |  | 2700 | 2025-07-28 | 4050 | 3510 | 3510 | 3240 | 3105 | 2970
|  | DH-IPC-HDBW2231FN-AS-0360B-S2 |  |  |  | 2025-07-28 | 0 | 0 | 0 | 0 | 0 | 0
| DH-IPC-HFW2241T-ZS | DH-IPC-HFW2241TP-ZS-27135 | · 2MP (1920 × 1080) @30 fps, 1/2.8" image sensor · SMART H.264+/H.265+ · Motorized Vari-Focal Length 2.7~13.5mm · Support Starlight, WDR · max IR distance: 60 m · Intelligent detection: Intrusion, tripwire · Supports max. 256 GB Micro SD card · 12V DC/POE power support · IP67 |  | _ | 2025-07-28 | #VALUE! | #VALUE! | #VALUE! | #VALUE! | #VALUE! | #VALUE!
| DH-IPC-HFW2241T-ZAS | DH-IPC-HFW2241TP-ZAS-27135 | · 2MP (1920 × 1080) @30 fps, 1/2.8" image sensor · SMART H.264+/H.265+ · Motorized Vari-Focal Length 2.7~13.5mm · Support Starlight, WDR · max IR distance: 60 m · Alarm: 1 in, 1 out; audio: 1 in, 1 out · Intelligent detection: Intrusion, tripwire · Supports max. 256 GB Micro SD card · 12V DC/POE power support · IP67 |  | _ | 2025-07-28 | #VALUE! | #VALUE! | #VALUE! | #VALUE! | #VALUE! | #VALUE!
| DH-IPC-HDW2241T-ZS | DH-IPC-HDW2241TP-ZS-27135 | · 2MP (1920 × 1080) @30 fps, 1/2.8" image sensor · SMART H.264+/H.265+ · Motorized Vari-Focal Length 2.7~13.5mm · Support Starlight, WDR · max IR distance: 40 m · Intelligent detection: Intrusion, tripwire · Supports max. 256 GB Micro SD card · 12V DC/POE power support · IP67 |  | _ | 2025-07-28 | #VALUE! | #VALUE! | #VALUE! | #VALUE! | #VALUE! | #VALUE!
| DH-IPC-HDBW2241R-ZS | DH-IPC-HDBW2241RP-ZS-27135 | 2-MP 1/2.8" CMOS image sensor, low luminance, and high definition image. Outputs max. 2 MP (1920 × 1080)@25/30 fps. H.265 codec, high compression rate, ultra-low bit rate. Built-in IR LED, and the max. illumination distance is 40 m. ROI, SMART H.264+/H.265+, flexible coding, applicable to various bandwidth and storage environments. Rotation mode, WDR, 3D NR, HLC, BLC, digital watermarking, applicable to various monitoring scenes. Intelligent monitoring: Intrusion, tripwire (the two functions support the classification and accurate detection of vehicle and human) Abnormality detection: Motion detection, video tampering, audio detection, no SD card, SD card full, SD card error, network disconnection, IP conflict, illegal access, and voltage detection. Supports max. 256 G Micro SD card; built in MIC. 12 VDC/PoE power supply, easy for installation. IP67 and IK10 protection. SMD Plus |  | 5841 | 2025-07-28 | 8761.5 | 7593.3 | 7593.3 | 7009.2 | 6717.15 | 6425.1
| DH-IPC-HDBW2241R-ZAS | DH-IPC-HDBW2241RP-ZAS-27135 | 2-MP 1/2.8" CMOS image sensor, low luminance, and high definition image. Outputs max. 2 MP (1920 × 1080)@25/30 fps. H.265 codec, high compression rate, ultra-low bit rate. Built-in IR LED, and the max. illumination distance is 40 m. ROI, SMART H.264+/H.265+, flexible coding, applicable to various bandwidth and storage environments. Rotation mode, WDR, 3D NR, HLC, BLC, digital watermarking, applicable to various monitoring scenes. Intelligent monitoring: Intrusion, tripwire (the two functions support the classification and accurate detection of vehicle and human) Abnormality detection: Motion detection, video tampering, audio detection, no SD card, SD card full, SD card error, network disconnection, IP conflict, illegal access, and voltage detection. Alarm: 1 in, 1 out; audio: 1 in, 1 out; supports max. 256 G Micro SD card; built in MIC. 12 VDC/PoE power supply, easy for installation. IP67 and IK10 protection. SMD Plus. |  | _ | 2025-07-28 | #VALUE! | #VALUE! | #VALUE! | #VALUE! | #VALUE! | #VALUE!
| DH-IPC-HFW2441S-S | DH-IPC-HFW2441SP-S-0280B | compression rate, ultra-low bit rate. > Built-in IR LED, and the max. illumination distance is 30 m. > ROI, SMART H.264 +/H.265+, flexible coding, applicable to various bandwidth and storage environments. > Rotation mode, WDR, 3D NR, HLC, BLC, digital watermarking, applicable to various monitoring scenes. > Intelligent monitoring: Intrusion, tripwire (the two functions support the classification and accurate detection of vehicle and human) > Supports max. 256 G Micro SD card; built in MIC. > 12 VDC/PoE power supply. > IP67 protection. > SMD Plus. |  | 2750 | 2025-07-28 | 4125 | 3575 | 3575 | 3300 | 3162.5 | 3025
|  | DH-IPC-HFW2441SP-S-0360B |  |  |  | 2025-07-28 | 0 | 0 | 0 | 0 | 0 | 0
| DH-IPC-HFW2441T-AS | DH-IPC-HFW2441TP-AS-0360B | 4MP IR Fixed-focal Bullet WizSense Network Camera > 4-MP 1/2.9" CMOS image sensor, low luminance, and high definition image > Outputs max. 4 MP (2688 × 1520)@20 fps and supports 2560 × 1440 (2560 × 1440)@25/30 fps. > H.265 codec, high compression rate, ultra-low bit rate. > Built-in IR LED, and the max. illumination distance is 80 m. > ROI, SMART H.264+/H.265+, flexible coding, applicable to various bandwidth and storage environments. > Rotation mode, WDR, 3D NR, HLC, BLC, digital watermarking, applicable to various monitoring scenes. > IIntelligent monitoring: Intrusion, tripwire (the two functions support the classification and accurate detection of vehicle and human). > Abnormality detection: Motion detection, video tampering, audio detection, no SD card, SD card full, SD card error, network disconnection, IP conflict, illegal access, and voltage detection. > Alarm: 1 in, 1 out ; audio: 1 in, 1 out ; supports max. 256 G Micro SD card; built in MIC. > 12 VDC/PoE power supply, easy for installation. > IP67 , IK10 (optional) protection. > SMD Plus. |  | 3300 | 2025-07-28 | 4950 | 4290 | 4290 | 3960 | 3795 | 3630
|  | DH-IPC-HFW2441TP-AS-0600B |  |  |  | 2025-07-28 | 0 | 0 | 0 | 0 | 0 | 0
| DH-IPC-HFW2441T-AS | DH-IPC-HFW2441TP-AS-0800B | 4-MP 1/2.9" CMOS image sensor, low luminance, and high definition image. Outputs max. 4 MP (2688 × 1520)@20 fps and supports 2560 × 1440 (2560 × 1440)@25/30 fps H.265 codec, high compression rate, ultra-low bit rate. Built-in IR LED, and the max. illumination distance is 80 m. ROI, SMART H.264+/H.265+, flexible coding, applicable to various bandwidth and storage environments. Rotation mode, WDR, 3D NR, HLC, BLC, digital watermarking, applicable to various monitoring scenes. Intelligent monitoring: Intrusion, tripwire (the two functions support the classification and accurate detection of vehicle and human). Abnormality detection: Motion detection, video tampering, audio detection, no SD card, SD card full, SD card error, network disconnection, IP conflict, illegal access, and voltage detection. Alarm: 1 in, 1 out ; audio: 1 in, 1 out ; supports max. 256 G Micro SD card; built in MIC. 12 VDC/PoE power supply, easy for installation. IP67 protection. SMD Plus. |  | 3450 | 2025-07-28 | 5175 | 4485 | 4485 | 4140 | 3967.5 | 3795
| DH-IPC-HDW2441T-S | DH-IPC-HDW2441TP-S-0280B | 4MP IR Fixed-focal Eyeball WizSense Network Camera > 4-MP 1/2.9" CMOS image sensor, low luminance, and high definition image. > Outputs max. 4 MP (2688 × 1520)@20 fps, and supports 2560 × 1440@25/30 fps. > H.265 codec, high compression rate, ultra-low bit rate. > Built-in IR LED, and the max. illumination distance is 30 m. > ROI, SMART H.264 +/H.265+, flexible coding, applicable to various bandwidth and storage environments. > Rotation mode, WDR, 3D NR, HLC, BLC, digital watermarking, applicable to various monitoring scenes. > Intelligent monitoring: Intrusion, tripwire (the two functions support the classification and accurate detection of vehicle and human) > Supports max. 256 G Micro SD card; built in MIC. > 12 VDC/PoE power supply. > IP67 protection. > SMD Plus. |  | 2750 | 2025-07-28 | 4125 | 3575 | 3575 | 3300 | 3162.5 | 3025
|  | DH-IPC-HDW2441TP-S-0360B |  |  |  | 2025-07-28 | 0 | 0 | 0 | 0 | 0 | 0
| DH-IPC-HDW2441TM-S | DH-IPC-HDW2441TMP-S-0280B | 4MP IR Fixed-focal Eyeball WizSense Network Camera > 4-MP 1/2.9" CMOS image sensor, low luminance, and high definition image. > Outputs max. 4 MP (2688 × 1520)@20 fps, and supports 2560 × 1440@25/30 fps. > H.265 codec, high compression rate, ultra-low bit rate. > Built-in IR LED, and the max. illumination distance is 30 m. > ROI, SMART H.264 +/H.265+, flexible coding, applicable to various bandwidth and storage environments. > Rotation mode, WDR, 3D NR, HLC, BLC, digital watermarking, applicable to various monitoring scenes. > Intelligent monitoring: Intrusion, tripwire (the two functions support the classification and accurate detection of vehicle and human) > Supports max. 256 G Micro SD card; built in MIC. > 12 VDC/PoE power supply. > IP67 protection. > SMD Plus. |  | 2800 | 2025-07-28 | 4200 | 3640 | 3640 | 3360 | 3220 | 3080
|  | DH-IPC-HDW2441TMP-S-0360B |  |  |  | 2025-07-28 | 0 | 0 | 0 | 0 | 0 | 0
| DH-IPC-HDBW2441E-S | DH-IPC-HDBW2441EP-S-0280B | 4MP IR Fixed-focal Dome WizSense Network Camera > 4-MP 1/2.9" CMOS image sensor, low luminance, and high definition image. > Outputs max. 4 MP (2688 × 1520)@20 fps, and supports 2566 × 1440@25/30 fps. > H.265 codec, high compression rate, ultra-low bit rate. > Built-in IR LED, and the max. illumination distance is 30 m. > ROI, SMART H.264+/H.265+, flexible coding, applicable to various bandwidth and storage environments. > Rotation mode, WDR, 3D NR, HLC, BLC, digital watermarking, applicable to various monitoring scenes. > Intelligent monitoring: Intrusion, tripwire (the two functions support the classification and accurate detection of vehicle and human). > Supports max. 256 G Micro SD card; built in MIC. > 12 VDC/PoE power supply, easy for installation. > IP67, IK10 protection. > SMD Plus. |  | 2750 | 2025-07-28 | 4125 | 3575 | 3575 | 3300 | 3162.5 | 3025
|  | DH-IPC-HDBW2441EP-S-0360B |  |  |  | 2025-07-28 | 0 | 0 | 0 | 0 | 0 | 0
| DH-IPC-HDBW2431FN-AS-S2 | DH-IPC-HDBW2431FN-AS-0280B-S2 | · 4MP(2560 × 1440) @30 fps, 1/3" image sensor · SMART H.264+/H.265+ · 2.8/3.6 mm fixed lens · Support Starlight, WDR · max IR distance: 30 m · Support Built-in Mic · Intelligent detection: Intrusion, tripwire · Supports max. 256 GB Micro SD card · 12V DC/POE power support · IP67, IK10 |  | 2900 | 2025-07-28 | 4350 | 3770 | 3770 | 3480 | 3335 | 3190
|  | DH-IPC-HDBW2431FN-AS-0360B-S2 |  |  |  | 2025-07-28 | 0 | 0 | 0 | 0 | 0 | 0
| DH-IPC-HFW2441T-ZS/ZAS | DH-IPC-HFW2441TP-ZS-27135 | 4MP IR Vari-focal Bullet WizSense Network Camera > 4-MP 1/2.9" CMOS image sensor, low luminance, and high definition image. > Outputs max. 4 MP (2688 × 1520)@20 fps, and supports 2560 × 1440 (2560 × 1440)@25/30 fps. > H.265 codec, high compression rate, ultra-low bit rate. > Built-in IR LED, and the max. illumination distance is 60 m. > ROI, SMART H.264+/H.265+, flexible coding, applicable to various bandwidth and storage environments. > Rotation mode, WDR, 3D NR, HLC, BLC, digital watermarking, applicable to various monitoring scenes. > Intelligent monitoring: Intrusion, tripwire (the two functions support the classification and accurate detection of vehicle and human). > Abnormality detection: Motion detection, video tampering, audio detection, no SD card, SD card full, SD card error, network disconnection, IP conflict, illegal access, and voltage detection. > Alarm: 1 in, 1 out (Only - ZAS supports); audio: 1 in, 1 out (Only - ZAS supports); supports max. 256 G Micro SD card; built in MIC. > 12 VDC/PoE power supply, easy for installation. > IP67, IK10 (optional) protection. > SMD Plus. |  | 5600 | 2025-07-28 | 8400 | 7280 | 7280 | 6720 | 6440 | 6160
| DH-IPC-HFW2441T-ZS/ZAS | DH-IPC-HFW2441TP-ZAS-27135 | 4MP IR Vari-focal Bullet WizSense Network Camera > 4-MP 1/2.9" CMOS image sensor, low luminance, and high definition image. > Outputs max. 4 MP (2688 × 1520)@20 fps, and supports 2560 × 1440 (2560 × 1440)@25/30 fps. > H.265 codec, high compression rate, ultra-low bit rate. > Built-in IR LED, and the max. illumination distance is 60 m. > ROI, SMART H.264+/H.265+, flexible coding, applicable to various bandwidth and storage environments. > Rotation mode, WDR, 3D NR, HLC, BLC, digital watermarking, applicable to various monitoring scenes. > Intelligent monitoring: Intrusion, tripwire (the two functions support the classification and accurate detection of vehicle and human). > Abnormality detection: Motion detection, video tampering, audio detection, no SD card, SD card full, SD card error, network disconnection, IP conflict, illegal access, and voltage detection. > Alarm: 1 in, 1 out (Only - ZAS supports); audio: 1 in, 1 out (Only - ZAS supports); supports max. 256 G Micro SD card; built in MIC. > 12 VDC/PoE power supply, easy for installation. > IP67, IK10 (optional) protection. > SMD Plus. |  | _ | 2025-07-28 | #VALUE! | #VALUE! | #VALUE! | #VALUE! | #VALUE! | #VALUE!
| DH-IPC-HDW2441T-ZS | DH-IPC-HDW2441TP-ZS-27135 | 4MP IR Fixed-focal Eyeball WizSense Network Camera > 4-MP 1/2.9" CMOS image sensor, low luminance, and high definition image. > Outputs max. 4 MP (2688 × 1520)@20 fps, and supports 2560 × 1440@25/30 fps. > H.265 codec, high compression rate, ultra-low bit rate. > Built-in IR LED, and the max. illumination distance is 30 m. > ROI, SMART H.264 +/H.265+, flexible coding, applicable to various bandwidth and storage environments. > Rotation mode, WDR, 3D NR, HLC, BLC, digital watermarking, applicable to various monitoring scenes. > Intelligent monitoring: Intrusion, tripwire (the two functions support the classification and accurate detection of vehicle and human) > Supports max. 256 G Micro SD card; built in MIC. > 12 VDC/PoE power supply. > IP67 protection. > SMD Plus. |  | _ | 2025-07-28 | #VALUE! | #VALUE! | #VALUE! | #VALUE! | #VALUE! | #VALUE!
| DH-IPC-HDBW2441R-ZS/ZAS | DH-IPC-HDBW2441RP-ZS-27135 | 4MP IR Vari-focal Dome WizSense Network Camera > 4-MP 1/2.9" CMOS image sensor, low luminance, and high definition image. > Outputs max. 4 MP (2688 × 1520)@20 fps and supports 2560 × 1440 (2560 × 1440)@25/30 fps. > H.265 codec, high compression rate, ultra-low bit rate. > Built-in IR LED, and the max. illumination distance is 40 m. > ROI, SMART H.264+/H.265+, flexible coding, applicable to various bandwidth and storage environments. > Rotation mode, WDR, 3D NR, HLC, BLC, digital watermarking, applicable to various monitoring scenes. > Intelligent monitoring: Intrusion, tripwire (the two functions support the classification and accurate detection of vehicle and human). > Abnormality detection: Motion detection, video tampering, audio detection, no SD card, SD card full, SD card error, network disconnection, IP conflict, illegal access, and voltage detection. > Alarm: 1 in, 1 out (Only - ZAS supports); audio: 1 in, 1 out (Only - ZAS supports); supports max. 256 G Micro SD card; built in MIC. > 12 VDC/PoE power supply, easy for installation. > IP67 and IK10 protection. > SMD Plus. |  | _ | 2025-07-28 | #VALUE! | #VALUE! | #VALUE! | #VALUE! | #VALUE! | #VALUE!
| DH-IPC-HDBW2441R-ZS/ZAS | DH-IPC-HDBW2441RP-ZAS-27135 | 4MP IR Vari-focal Dome WizSense Network Camera > 4-MP 1/2.9" CMOS image sensor, low luminance, and high definition image. > Outputs max. 4 MP (2688 × 1520)@20 fps and supports 2560 × 1440 (2560 × 1440)@25/30 fps. > H.265 codec, high compression rate, ultra-low bit rate. > Built-in IR LED, and the max. illumination distance is 40 m. > ROI, SMART H.264+/H.265+, flexible coding, applicable to various bandwidth and storage environments. > Rotation mode, WDR, 3D NR, HLC, BLC, digital watermarking, applicable to various monitoring scenes. > Intelligent monitoring: Intrusion, tripwire (the two functions support the classification and accurate detection of vehicle and human). > Abnormality detection: Motion detection, video tampering, audio detection, no SD card, SD card full, SD card error, network disconnection, IP conflict, illegal access, and voltage detection. > Alarm: 1 in, 1 out (Only - ZAS supports); audio: 1 in, 1 out (Only - ZAS supports); supports max. 256 G Micro SD card; built in MIC. > 12 VDC/PoE power supply, easy for installation. > IP67 and IK10 protection. > SMD Plus. |  | _ | 2025-07-28 | #VALUE! | #VALUE! | #VALUE! | #VALUE! | #VALUE! | #VALUE!
| DH-IPC-HFW2541S-S | DH-IPC-HFW2541SP-S-0280B-S2 | 5MP IR Fixed-focal Bullet WizSense Network Camera 5-MP 1/2.7" CMOS image sensor, low luminance, and high definition image. Outputs max. 5 MP (2960 × 1668) @20 fps, and supports 2688 ×1520 (2688 × 1520) @25/30 fps. H.265 codec, high compression rate, ultra-low bit rate. Built-in IR LED, and the max. illumination distance is 30 m. ROI, SMART H.264+/H.265+, flexible coding, applicable to various bandwidth and storage environments. Rotation mode, WDR, 3D NR, HLC, BLC, digital watermarking, applicable to various monitoring scenes. Intelligent monitoring: Intrusion, tripwire (the two functions support the classification and accurate detection of vehicle and human). Abnormality detection: Motion detection, video tampering, audio detection, no SD card, SD card full, SD card error, network disconnection, IP conflict, illegal access, and voltage detection. Supports max. 256 G Micro SD card; built in MIC. 12 VDC/PoE power supply. IP67 protection. SMD Plus. |  | 3110 | 2025-07-28 | 4665 | 4043 | 4043 | 3732 | 3576.5 | 3421
|  | DH-IPC-HFW2541SP-S-0360B-S2 |  |  |  | 2025-07-28 | 0 | 0 | 0 | 0 | 0 | 0
| DH-IPC-HFW2541T-AS | DH-IPC-HFW2541TP-AS-0360B-S2 | · 5MP (2592 × 1944) @20 fps, 1/2.7" CMOS image sensor · SMART H.264+/H.265+ · 3.6/6.0 mm fixed lens · Support Starlight，WDR · max IR distance: 80 m · Intelligent detection: Intrusion, tripwire · Alarm: 1 in, 1 out; audio: 1 in, 1 out · Supports max. 256 GB Micro SD card · 12V DC/POE power support · IP67 |  | 3810 | 2025-07-28 | 5715 | 4953 | 4953 | 4572 | 4381.5 | 4191
|  | DH-IPC-HFW2541TP-AS-0600B-S2 |  |  |  | 2025-07-28 | 0 | 0 | 0 | 0 | 0 | 0
| DH-IPC-HDW2541T-S | DH-IPC-HDW2541TP-S-0280B | 5MP IR Fixed-focal Eyeball WizSense Network Camera > 5-MP 1/2.7" CMOS image sensor, low luminance, and high definition image. > Outputs max. 5 MP (2592 × 1944) @20 fps, and supports 4 MP (2688 × 1520) @25/30 fps. > H.265 codec, high compression rate, ultra-low bit rate. > Built-in IR LED, and the max. illumination distance is 30 m. > ROI, SMART H.264+/H.265+, flexible coding, applicable to various bandwidth and storage environments. > Rotation mode, WDR, 3D NR, HLC, BLC, digital watermarking, applicable to various monitoring scenes. > Intelligent monitoring: Intrusion and tripwire(the two functions support the classification and accurate detection of vehicle and human). > Abnormality detection: Motion detection, video tampering, scene changing, audio detection, no SD card, SD card full, SD card error, network disconnection, IP conflict, illegal access, and voltage detection. > Supports max. 256 G Micro SD card;built in 1-channel MIC. > 12 VDC/PoE power supply, easy for installation. > IP67 protection. > SMD Plus. |  | 3110 | 2025-07-28 | 4665 | 4043 | 4043 | 3732 | 3576.5 | 3421
|  | DH-IPC-HDW2541TP-S-0360B |  |  |  | 2025-07-28 | 0 | 0 | 0 | 0 | 0 | 0
| DH-IPC-HDW2541T-S | DH-IPC-HDW2541TP-S-0280B-S2 | 5-MP 1/2.7" CMOS image sensor， (2960 × 1668) @20 fps, and supports 2688 ×1520 (2688 × 1520) @25/30 fps. H.265 codec Built-in IR LED, and the max. illumination distance is 30 m. ROI, SMART H.264+/H.265+ Rotation mode, WDR, 3D NR, HLC, BLC Supports max. 256 G Micro SD card; built in MIC. 12 VDC/PoE power supply. IP67 protection. SMD Plus. |  | 3110 | 2025-07-28 | 4665 | 4043 | 4043 | 3732 | 3576.5 | 3421
|  | DH-IPC-HDW2541TP-S-0360B-S2 |  |  |  | 2025-07-28 | 0 | 0 | 0 | 0 | 0 | 0
| DH-IPC-HDW2531TM-AS-S2 | DH-IPC-HDW2531TMN-AS-0280B-S2 | · 5MP (2592 × 1944) @20 fps, 1/2.7" CMOS image sensor · SMART H.264+/H.265+ · 2.8/3.6 mm fixed lens · Support Starlight，WDR · max IR distance: 30 m · Intelligent detection: Intrusion, tripwire · Support Built-in Mic · Supports max. 256 GB Micro SD card · 12V DC/POE power support · IP67 |  | 3120 | 2025-07-28 | 4680 | 4056 | 4056 | 3744 | 3588 | 3432
|  | DH-IPC-HDW2531TMN-AS-0360B-S2 |  |  |  | 2025-07-28 | 0 | 0 | 0 | 0 | 0 | 0
| DH-IPC-HDBW2541E-S | DH-IPC-HDBW2541EP-S-0280B-S2 | 5MP IR Fixed-focal Dome WizSense Network Camera > 5-MP 1/2.7" CMOS image sensor, low luminance, and high definition image. > Outputs max. 5 MP (2592 × 1944) @20 fps, and supports 4 MP (2688 × 1520) @25/30 fps. > H.265 codec, high compression rate, ultra-low bit rate. > Built-in IR LED, and the max. illumination distance is 30 m. > ROI, SMART H.264+/H.265+, flexible coding, applicable to various bandwidth and storage environments. > Rotation mode, WDR, 3D NR, HLC, BLC, digital watermarking, applicable to various monitoring scenes. > Intelligent monitoring: Intrusion and tripwire(the two functions support the classification and accurate detection of vehicle and human). > Abnormality detection: Motion detection, video tampering, scene changing, audio detection, no SD card, SD card full, SD card error, network disconnection, IP conflict, illegal access, and voltage detection. > Supports max. 256 G Micro SD card;built in 1-channel MIC. > 12 VDC/PoE power supply, easy for installation. > IP67 and IK10 protection. > SMD Plus. |  | 3110 | 2025-07-28 | 4665 | 4043 | 4043 | 3732 | 3576.5 | 3421
|  | DH-IPC-HDBW2541EP-S-0360B |  |  |  | 2025-07-28 | 0 | 0 | 0 | 0 | 0 | 0
| DH-IPC-HFW2531TN-ZS-S2 | DH-IPC-HFW2531TN-ZS-27135-S2 | · 5MP (2592 × 1944) @20 fps, 1/2.7" CMOS image sensor · SMART H.264+/H.265+ · Motorized Vari-Focal Length 2.7~13.5mm · Support Starlight，WDR · max IR distance: 60 m · Intelligent detection: Intrusion, tripwire · Supports max. 256 GB Micro SD card · 12V DC/POE power support · IP67 |  | _ | 2025-07-28 | #VALUE! | #VALUE! | #VALUE! | #VALUE! | #VALUE! | #VALUE!
| DH-IPC-HFW2531TN-ZAS-S2 | DH-IPC-HFW2531TN-ZAS-27135-S2 | · 5MP (2592 × 1944) @20 fps, 1/2.7" CMOS image sensor · SMART H.264+/H.265+ · Motorized Vari-Focal Length 2.7~13.5mm · Support Starlight，WDR · max IR distance: 60 m · Intelligent detection: Intrusion, tripwire · Alarm: 1 in, 1 out; audio: 1 in, 1 out · Supports max. 256 GB Micro SD card · 12V DC/POE power support · IP67 |  | _ | 2025-07-28 | #VALUE! | #VALUE! | #VALUE! | #VALUE! | #VALUE! | #VALUE!
| DH-IPC-HDW2531TN-ZS-S2 | DH-IPC-HDW2531TN-ZS-27135-S2 | · 5MP (2592 × 1944) @20 fps, 1/2.7" CMOS image sensor · SMART H.264+/H.265+ · Motorized Vari-Focal Length 2.7~13.5mm · Support Starlight，WDR · max IR distance: 40 m · Intelligent detection: Intrusion, tripwire · Support Built-in Mic · Supports max. 256 GB Micro SD card · 12V DC/POE power support · IP67 |  | _ | 2025-07-28 | #VALUE! | #VALUE! | #VALUE! | #VALUE! | #VALUE! | #VALUE!
| DH-IPC-HDBW2531RN-ZS-S2 | DH-IPC-HDBW2531RN-ZS-27135-S2 | · 5MP (2592 × 1944) @20 fps, 1/2.7" CMOS image sensor · SMART H.264+/H.265+ · Motorized Vari-Focal Length 2.7~13.5mm · Support Starlight，WDR · max IR distance: 40 m · Intelligent detection: Intrusion, tripwire · Supports max. 256 GB Micro SD card · 12V DC/POE power support · IP67 |  | _ | 2025-07-28 | #VALUE! | #VALUE! | #VALUE! | #VALUE! | #VALUE! | #VALUE!
| DH-IPC-HDBW2531RN-ZAS-S2 | DH-IPC-HDBW2531RN-ZAS-27135-S2 | · 5MP (2592 × 1944) @20 fps, 1/2.7" CMOS image sensor · SMART H.264+/H.265+ · Motorized Vari-Focal Length 2.7~13.5mm · Support Starlight，WDR · max IR distance: 40 m · Intelligent detection: Intrusion, tripwire · Alarm: 1 in, 1 out; audio: 1 in, 1 out · Supports max. 256 GB Micro SD card · 12V DC/POE power support · IP67 |  | _ | 2025-07-28 | #VALUE! | #VALUE! | #VALUE! | #VALUE! | #VALUE! | #VALUE!
|  | DH-IPC-HFW2841SP-S-0360B | 8-MP 1/2.7" CMOS image sensor, low luminance, and high definition image. Outputs max. 8 MP (3840 × 2160) @20 fps, and supports 2688 ×1520 (2688 × 1520) @25/30 fps. H.265 codec, high compression rate, ultra-low bit rate. Built-in IR LED, and the max. illumination distance is 30 m. ROI, SMART H.264+/H.265+, flexible coding, applicable to various bandwidth and storage environments. Rotation mode, WDR, 3D NR, HLC, BLC, digital watermarking, applicable to various monitoring scenes. Intelligent monitoring: Intrusion, tripwire (the two functions support the classification and accurate detection of vehicle and human). Abnormality detection: Motion detection, video tampering, audio detection, no SD card, SD card full, SD card error, network disconnection, IP conflict, illegal access, and voltage detection. Supports max. 256 G Micro SD card; built in MIC. 12 VDC/PoE power supply. IP67 protection. SMD Plus. |  | 3825 | 2025-07-28 | 5737.5 | 4972.5 | 4972.5 | 4590 | 4398.75 | 4207.5
| DH-IPC-HFW2841T-AS | DH-IPC-HFW2841TP-AS-0360B | · 8MP (3840 × 2160) @15 fps, 1/2.7" CMOS image sensor · SMART H.264+/H.265+ · 3.6/6.0 mm fixed lens · Support Starlight，WDR · max IR distance: 80 m · Intelligent detection: Intrusion, tripwire · Alarm: 1 in, 1 out; audio: 1 in, 1 out · Supports max. 256 GB Micro SD card · 12V DC/POE power support · IP67 |  | 6375 | 2025-07-28 | 9562.5 | 8287.5 | 8287.5 | 7650 | 7331.25 | 7012.5
|  | DH-IPC-HFW2841TP-AS-0600B |  |  |  | 2025-07-28 | 0 | 0 | 0 | 0 | 0 | 0
| DH-IPC-HDW2841T-S | DH-IPC-HDW2841TP-S-0280B | 8-MP 1/2.7" CMOS image sensor, low luminance, and high definition image. Outputs max. 8 MP (3840 × 2160) @20 fps, and supports 2688×1520 (2688 × 1520) @25/30 fps. H.265 codec, high compression rate, ultra-low bit rate. Built-in IR LED, and the max. illumination distance is 30 m. ROI, SMART H.264+/H.265+, flexible coding, applicable to various bandwidth and storage environments. Rotation mode, WDR, 3D NR, HLC, BLC, digital watermarking, applicable to various monitoring scenes. Intelligent monitoring: Intrusion, tripwire (the two functions support the classification and accurate detection of vehicle and human). Abnormality detection: Motion detection, video tampering, audio detection, no SD card, SD card full, SD card error, network disconnection, IP conflict, illegal access, and voltage detection. Supports max. 256 G Micro SD card; built in MIC. 12 VDC/PoE power supply. IP67 protection. SMD Plus. |  | 3825 | 2025-07-28 | 5737.5 | 4972.5 | 4972.5 | 4590 | 4398.75 | 4207.5
| DH-IPC-HDW2841TM-S | DH-IPC-HDW2841TMP-S-0280B | 8-MP 1/2.7" CMOS image sensor, low luminance, and high definition image. Outputs max. 8 MP (3840 × 2160) @20 fps, and supports 2688 ×1520 (2688 × 1520) @25/30 fps H.265 codec, high compression rate, ultra-low bit rate. Built-in IR LED, and the max. illumination distance is 30 m. ROI, SMART H.264+/H.265+, flexible coding, applicable to various bandwidth and storage environments. Rotation mode, WDR, 3D |  | 4020 | 2025-07-28 | 6030 | 5226 | 5226 | 4824 | 4623 | 4422
|  | DH-IPC-HDW2841TMP-S-0360B |  |  |  | 2025-07-28 | 0 | 0 | 0 | 0 | 0 | 0
| DH-IPC-HDBW2841E-S | DH-IPC-HDBW2841EP-S-0280B | 8-MP 1/2.7" CMOS image sensor, low luminance, and high definition image. Outputs max. 8 MP (3840 × 2160) @20 fps, and supports 2688 ×1520 (2688 × 1520) @25/30 fps. H.265 codec, high compression rate, ultra-low bit rate. Built-in IR LED, and the max. illumination distance is 30 m. ROI, SMART H.264+/H.265+, flexible coding, applicable to various bandwidth and storage environments. Rotation mode, WDR, 3D NR, HLC, BLC, digital watermarking, applicable to various monitoring scenes. Intelligent monitoring: Intrusion, tripwire (the two functions support the classification and accurate detection of vehicle and human). Abnormality detection: Motion detection, video tampering, audio detection, no SD card, SD card full, SD card error, network disconnection, IP conflict, illegal access, and voltage detection. Supports max. 256 G Micro SD card; built in MIC. 12 VDC/PoE power supply. IP67 , IK10 protection. SMD Plus. |  | 3825 | 2025-07-28 | 5737.5 | 4972.5 | 4972.5 | 4590 | 4398.75 | 4207.5
|  | DH-IPC-HDBW2841EP-S-0360B |  |  |  | 2025-07-28 | 0 | 0 | 0 | 0 | 0 | 0
| DH-SD1A404DB-GNY | DH-SD1A404DB-GNY | 1. IVS 2. Pan:80°/s; Tilt:40°/s 3. Pan range: 0°~355°; Tilt range: 5°~90° 4. IP66, IK08 |  | 6565 | 2025-07-28 | 9847.5 | 8534.5 | 8534.5 | 7878 | 7549.75 | 7221.5
| DH-SD1A404DB-GNY-W | DH-SD1A404DB-GNY-W | 1. IVS 2. Pan:80°/s; Tilt:40°/s 3. Pan range: 0°~355°; Tilt range: 5°~90° 4. IP66, IK08 5. Support WiFi |  | 7475 | 2025-07-28 | 11212.5 | 9717.5 | 9717.5 | 8970 | 8596.25 | 8222.5
| DH-SD1A203TN-GN | DH-SD1A203TN-GN | 1. IVS 2. Pan:80°/s; Tilt:40°/s 3. Pan range: 0°~355°; Tilt range: 5°~90° 4. IP66, IK08 |  | 6175 | 2025-07-28 | 9262.5 | 8027.5 | 8027.5 | 7410 | 7101.25 | 6792.5
| DH-SD1A204DB-GNY | DH-SD1A204DB-GNY | 1/2.8”2Megapixel CMOS 4x optical zoom Starlight technology Max. 25/30 fps@2MP IR distance up to 20 m SMD 3.0 IP66; IK08 |  | 6175 | 2025-07-28 | 9262.5 | 8027.5 | 8027.5 | 7410 | 7101.25 | 6792.5
| DH-SD1A203TN-GN-W | DH-SD1A203TN-GN-W-S2 | 1. IVS 2. Pan:80°/s; Tilt:40°/s 3. Pan range: 0°~355°; Tilt range: 5°~90° 4. IP66, IK08 5. Support WiFi |  | 6435 | 2025-07-28 | 9652.5 | 8365.5 | 8365.5 | 7722 | 7400.25 | 7078.5
| DH-SD2A200HB-GN-AW-PV-S2 | DH-SD2A200HB-GN-AW-PV-0400-S2 | 1/2.8" 2Megapixel STARVIS™ CMOS Max. 25/30 fps@1080p Human detection Tripwire, intrusion H.265 encoding Wi-Fi Two-way audio Sound and light alarm IR and white light, three night view modes IP66 |  | 2980 | 2025-07-28 | 4470 | 3874 | 3874 | 3576 | 3427 | 3278
| DH-SD2A500HB-GN-AW-PV-S2 | DH-SD2A500HB-GN-AW-PV-0400-S2 | 1/2.8" 5Megapixel STARVIS™ CMOS Max. 20 fps@5MP Human detection Tripwire, intrusion H.265 encoding Wi-Fi Two-way audio Sound and light alarm IR and white light, three night view modes IP66 |  | 3380 | 2025-07-28 | 5070 | 4394 | 4394 | 4056 | 3887 | 3718
| DH-SD29204UEN-GN | DH-SD29204UEN-GN | 1.IVS 2.Pan:100°/s; Tilt:60°/s 3. Pan range: 0°~360° limited; Tilt range: 0°~90° 4.H.265 5.Starlight |  | 7020 | 2025-07-28 | 10530 | 9126 | 9126 | 8424 | 8073 | 7722
| DH-SD29204UEN-GN-W | DH-SD29204UEN-GN-W | 1.IVS 2.Pan:100°/s; Tilt:60°/s 3. Pan range: 0°~360° limited; Tilt range: 0°~90° 4.H.265 5.Starlight 6.Support WiFi |  | 7345 | 2025-07-28 | 11017.5 | 9548.5 | 9548.5 | 8814 | 8446.75 | 8079.5
| DH-SD22404DB-GNY | DH-SD22404DB-GNY | 1. IVS 2. Pan:100°/s; Tilt:60°/s 3. Pan range: 0°~355°; Tilt range: 0°~90° 4. IP66, IK10 5. Defog |  | 6075 | 2025-07-28 | 9112.5 | 7897.5 | 7897.5 | 7290 | 6986.25 | 6682.5
| DH-SD22404DB-GNY-W | DH-SD22404DB-GNY-W | 1. IVS 2. Pan:100°/s; Tilt:60°/s 3. Pan range: 0°~355°; Tilt range: 0°~90° 4. IP66, IK10 5. Defog |  | 6413 | 2025-07-28 | 9619.5 | 8336.9 | 8336.9 | 7695.6 | 7374.95 | 7054.3
| DH-SD22204DB-GNY | DH-SD22204DB-GNY | 1. IVS 2. Pan:100°/s; Tilt:60°/s 3. Pan range: 0°~355°; Tilt range: 0°~90° 4. IP66, IK10 5. Defog |  | 5720 | 2025-07-28 | 8580 | 7436 | 7436 | 6864 | 6578 | 6292
| DH-SD22204DB-GNY-W | DH-SD22204DB-GNY-W | 1. IVS 2. Pan:100°/s; Tilt:60°/s 3. Pan range: 0°~355°; Tilt range: 0°~90° 4. IP66, IK10 5. Defog 6. Support WiFi |  | 5738 | 2025-07-28 | 8607 | 7459.4 | 7459.4 | 6885.6 | 6598.7 | 6311.8
| DH-SD3A200-GN-A-PV | DH-SD3A200-GN-HI-A-PV-0400 | 1.Pan: 0° to 345°；Tilt: 0° to +80° 2.IP66 3.PoE 4.IVS 5.Siren and Light Active Deterrence |  | 4980 | 2025-07-28 | 7470 | 6474 | 6474 | 5976 | 5727 | 5478
| DH-SD3A205N-GNP-PV | DH-SD3A205N-GNP-ZIZJ-PV | 1. Pan:81°/s; Tilt:43°/s 2. Pan range: 0°~355°; Tilt range: -15°~90° 3. IP66 |  | 5525 | 2025-07-28 | 8287.5 | 7182.5 | 7182.5 | 6630 | 6353.75 | 6077.5
| DH-SD3A400-GN-A-PV | DH-SD3A400-GN-HI-A-PV-0400 | 1.Pan: 0° to 345°；Tilt: 0° to +80° 2.IP66 3.PoE 4.IVS 5.Siren and Light Active Deterrence |  | 5450 | 2025-07-28 | 8175 | 7085 | 7085 | 6540 | 6267.5 | 5995
| DH-SD42212TN-HN | DH-SD42212TN-HN-S2 | 1. IVS 2. Tilt range: -2°~90° 3. IP66, IK10 4. Defog |  | 10465 | 2025-07-28 | 15697.5 | 13604.5 | 13604.5 | 12558 | 12034.75 | 11511.5
| DH-SD42C212TN-HN | DH-SD42C212TN-HN-S2 | 1. IVS 2. Tilt range: -2°~90° 3. IK10 4. Defog |  | 10465 | 2025-07-28 | 15697.5 | 13604.5 | 13604.5 | 12558 | 12034.75 | 11511.5
| DH-SD49425GB-HNR | DH-SD49425GB-HNR | 1/2.8” 4Megapixel STARVIS™ CMOS 25x optical zoom Starlight technology Max. 25/30 fps@4M IR distance up to 100m Perimeter protection Face detection SMD 4.0 IP66 |  | 15080 | 2025-07-28 | 22620 | 19604 | 19604 | 18096 | 17342 | 16588
| DH-SD49225DB-HNY | DH-SD49225DB-HNY | 1/2.8" 2Megapixel STARVIS™ CMOS 25× optical zoom Starlight technology Max. 25/30 fps@1080p IR distance up to 100 m H.265 encoding Perimeter protection |  | 12740 | 2025-07-28 | 19110 | 16562 | 16562 | 15288 | 14651 | 14014
| DH-SD5A432GB-HNR | DH-SD5A432GB-HNR | 1. IVS,Auto-tracking 2. H.265+&H.264+ 3. Tilt range:-15°~90° 4. IP67,IK10 5.Defog, EIS |  | 25350 | 2025-07-28 | 38025 | 32955 | 32955 | 30420 | 29152.5 | 27885
| DH-SD5A232GB-HNR | DH-SD5A232GB-HNR | 1. IVS,Auto-tracking 2. H.265+&H.264+ 3. Tilt range:-15°~90° 4. IP67,IK10 5.Defog, EIS |  | 22275 | 2025-07-28 | 33412.5 | 28957.5 | 28957.5 | 26730 | 25616.25 | 24502.5
| DH-SD5A225GB-HNR | DH-SD5A225GB-HNR | 1. IVS,Auto-tracking 2. H.265+&H.264+ 3. Tilt range:-15°~90° 4. IP67,IK10 5.Defog, EIS |  | 18200 | 2025-07-28 | 27300 | 23660 | 23660 | 21840 | 20930 | 20020
| DH-SD50225DB-HNY | DH-SD50225DB-HNY | 1.Starlight 2. IVS,,Auto-tracking 3. H.265+&H.264+ 4. Tilt range:0°~90° 5. IP67,IK10 6.Defog, EIS |  | 13780 | 2025-07-28 | 20670 | 17914 | 17914 | 16536 | 15847 | 15158
| DH-SD52C225UN-HNI | DH-SD52C225UN-HNI | 1.Starlight 2. IVS,,Auto-tracking 3. H.265+&H.264+ 4. Tilt range:0°~90° 5. IK10 6.Defog, EIS |  | 13780 | 2025-07-28 | 20670 | 17914 | 17914 | 16536 | 15847 | 15158
[7 empty] | 0 | 0 | 0 | 0 | 0 | 0
[7 empty] | 0 | 0 | 0 | 0 | 0 | 0
[7 empty] | 0 | 0 | 0 | 0 | 0 | 0
[7 empty] | 0 | 0 | 0 | 0 | 0 | 0
[7 empty] | 0 | 0 | 0 | 0 | 0 | 0
[7 empty] | 0 | 0 | 0 | 0 | 0 | 0
[7 empty] | 0 | 0 | 0 | 0 | 0 | 0
[7 empty] | 0 | 0 | 0 | 0 | 0 | 0
[7 empty] | 0 | 0 | 0 | 0 | 0 | 0
[7 empty] | 0 | 0 | 0 | 0 | 0 | 0
[7 empty] | 0 | 0 | 0 | 0 | 0 | 0
[7 empty] | 0 | 0 | 0 | 0 | 0 | 0
[7 empty] | 0 | 0 | 0 | 0 | 0 | 0
[7 empty] | 0 | 0 | 0 | 0 | 0 | 0
[7 empty] | 0 | 0 | 0 | 0 | 0 | 0
[7 empty] | 0 | 0 | 0 | 0 | 0 | 0
[7 empty] | 0 | 0 | 0 | 0 | 0 | 0
[7 empty] | 0 | 0 |  | 0 | 0 | 0
[7 empty] | 0 | 0 |  | 0 | 0 | 0
[7 empty] | 0 | 0 |  | 0 | 0 | 0
[7 empty] | 0 | 0 |  | 0 | 0 | 0
[7 empty] | 0 | 0 |  | 0 | 0 | 0
[7 empty] | 0 | 0 |  | 0 | 0 | 0
[7 empty] | 0 | 0 |  | 0 | 0 | 0
[7 empty] | 0 | 0 |  | 0 | 0 | 0
| DH-IPC-HFW2831TN-ZS-S2 | DH-IPC-HFW2831TN-ZS-27135-S2 | · 8MP (3840 × 2160) @15 fps, 1/2.7" CMOS image sensor · SMART H.264+/H.265+ · Motorized Vari-Focal Length 2.7~13.5mm · Support Starlight，WDR · max IR distance: 60 m · Intelligent detection: Intrusion, tripwire · Supports max. 256 GB Micro SD card · 12V DC/POE power support · IP67 |  | _ |  | #VALUE! | #VALUE! |  | #VALUE! | #VALUE! | #VALUE!
| DH-IPC-HFW2841T-ZS | DH-IPC-HFW2841TP-ZS-27135 | 8-MP 1/2.7" CMOS image sensor, low luminance, and high definition image. Outputs max. 8 MP (3840 × 2160)@20 fps and supports 2688 × 1520 (2688 × 1520)@25/30 fps H.265 codec, high compression rate, ultra-low bit rate. Built-in IR LED, and the max. illumination distance is 60 m. ROI, SMART H.264+/H.265+, flexible coding, applicable to various bandwidth and storage environments. Rotation mode, WDR, 3D NR, HLC, BLC, digital watermarking, applicable to various monitoring scenes. Intelligent monitoring: Intrusion, tripwire (the two functions support the classification and accurate detection of vehicle and human) Abnormality detection: Motion detection, video tampering, audio detection, no SD card, SD card full, SD card error, network disconnection, IP conflict, illegal access, and voltage detection. Supports max. 256 G Micro SD card; built in MIC. 12 VDC/PoE power supply, easy for installation. IP67, IK10 (optional) protection. SMD Plus. |  | _ |  | #VALUE! | #VALUE! |  | #VALUE! | #VALUE! | #VALUE!
| DH-IPC-HFW2831TN-ZAS-S2 | DH-IPC-HFW2831TN-ZAS-27135-S2 | · 8MP (3840 × 2160) @15 fps, 1/2.7" CMOS image sensor · SMART H.264+/H.265+ · Motorized Vari-Focal Length 2.7~13.5mm · Support Starlight，WDR ·max IR distance: 60 m · Intelligent detection: Intrusion, tripwire · Alarm: 1 in, 1 out; audio: 1 in, 1 out · Supports max. 256 GB Micro SD card · 12V DC/POE power support · IP67 |  | _ |  | #VALUE! | #VALUE! |  | #VALUE! | #VALUE! | #VALUE!
| DH-IPC-HFW2841T-ZAS | DH-IPC-HFW2841TP-ZAS-27135 | 8-MP 1/2.7" CMOS image sensor, low luminance, and high definition image. Outputs max. 8 MP (3840 × 2160) @20 fps, and supports 2688 ×1520 (2688 × 1520) @25/30 fps. H.265 codec, high compression rate, ultra-low bit rate. Built-in IR LED, and the max. illumination distance is 60 m. ROI, SMART H.264+/H.265+, flexible coding, applicable to various bandwidth and storage environments. Rotation mode, WDR, 3D NR, HLC, BLC, digital watermarking, applicable to various monitoring scenes. Intelligent monitoring: Intrusion, tripwire (the two functions support the classification and accurate detection of vehicle and human) Abnormality detection: Motion detection, video tampering, audio detection, no SD card, SD card full, SD card error, network disconnection, IP conflict, illegal access, and voltage detection. Alarm: 1 in, 1 out; audio: 1 in, 1 out; supports max. 256 G Micro SD card; built in MIC. 12 VDC/PoE power supply, easy for installation. IP67, IK10 (optional) protection. SMD Plus. |  | _ |  | #VALUE! | #VALUE! |  | #VALUE! | #VALUE! | #VALUE!
| DH-IPC-HDW2841T-ZS | DH-IPC-HDW2841TP-ZS-27135 | 8-MP 1/2.7" CMOS image sensor, low luminance, and high definition image. Outputs max. 8 MP (3840 × 2160)@20 fps and supports 2688 × 1520 (2688 × 1520)@25/30 fps H.265 codec, high compression rate, ultra-low bit rate. Built-in IR LED, and the max. illumination distance is 40 m. ROI, SMART H.264+/H.265+, flexible coding, applicable to various bandwidth and storage environments. Rotation mode, WDR, 3D NR, HLC, BLC, digital watermarking, applicable |  | _ |  | #VALUE! | #VALUE! |  | #VALUE! | #VALUE! | #VALUE!
| DH-IPC-HDBW2841R-ZS | DH-IPC-HDBW2841RP-ZS-27135 | 8-MP 1/2.7" CMOS image sensor, low luminance, and high definition image. Outputs max. 8 MP (3840 × 2160) @20 fps, and supports 2688 ×1520 (2688 × 1520) @25/30 fps. H.265 codec, high compression rate, ultra-low bit rate. Built-in IR LED, and the max. illumination distance is 40 m. ROI, SMART H.264+/H.265+, flexible coding, applicable to various bandwidth and storage environments. Rotation mode, WDR, 3D NR, HLC, BLC, digital watermarking, applicable to various monitoring scenes. Intelligent monitoring: Intrusion, tripwire (the two functions support the classification and accurate detection of vehicle and human) Abnormality detection: Motion detection, video tampering, audio detection, no SD card, SD card full, SD card error, network disconnection, IP conflict, illegal access, and voltage detection. Supports max. 256 G Micro SD card; built in MIC. 12 VDC/PoE power supply, easy for installation. IP67, IK10 protection. SMD Plus. |  | _ |  | #VALUE! | #VALUE! |  | #VALUE! | #VALUE! | #VALUE!
| DH-IPC-HDBW2841R-ZAS | DH-IPC-HDBW2841RP-ZAS-27135 | 8-MP 1/2.7" CMOS image sensor, low luminance, and high definition image. Outputs max. 8 MP (3840 × 2160) @20 fps, and supports 2688 ×1520 (2688 × 1520) @25/30 fps. H.265 codec, high compression rate, ultra-low bit rate. Built-in IR LED, and the max. illumination distance is 40 m. ROI, SMART H.264+/H.265+, flexible coding, applicable to various bandwidth and storage environments. Rotation mode, WDR, 3D NR, HLC, BLC, digital watermarking, applicable to various monitoring scenes. Intelligent monitoring: Intrusion, tripwire (the two functions support the classification and accurate detection of vehicle and human) Abnormality detection: Motion detection, video tampering, audio detection, no SD card, SD card full, SD card error, network disconnection, IP conflict, illegal access, and voltage detection. Supports max. 256 G Micro SD card; built in MIC. 12 VDC/PoE power supply, easy for installation. IP67, IK10 protection. SMD Plus. |  | _ |  | #VALUE! | #VALUE! |  | #VALUE! | #VALUE! | #VALUE!
[7 empty] | 0 | 0 |  | 0 | 0 | 0
[7 empty] | 0 | 0 |  | 0 | 0 | 0
[7 empty] | 0 | 0 |  | 0 | 0
[7 empty] | 0 | 0 |  | 0
[7 empty] | 0 |  |  | 0
[7 empty] | 0 |  |  | 0
0
0

## CCTV_EZVIZ
CATEGORY | TYPE | MODEL | ITEM DESCRIPTION | OTHER DESCRIPTION | PURCHASE AMOUNT (HYE) | Last Price Update Date | PURCHASE AMOUNT (GGDI) | Last Price Update Date | SRP (End-User) |  | DEALER's PRICE |  | CONTRACTOR's PRICE |  | REMARKS
[9 empty] | Small Volume (50% Mark-Up) | Big Volume (30% Mark-Up) | Small Volume (30% Mark-Up) | Big Volume (20% Mark-Up) | Small Volume (15% Mark-Up) | Big Volume (10% Mark-Up)
|  | C6N | 2MP INDOOR SMART WW-FI PAN & TILT CAMERA |  | 970 | 2023-12-04 | 930 | 2023-12-04 | 1455 | 1261 | 1261 | 1164 | 1115.5 | 1067 | encoded at kingdee
|  | C6N | 4MP INDOOR SMART WW-FI PAN & TILT CAMERA |  | 1950 | 2023-01-01 | 1330 | 2023-12-04 | 2925 | 2535 | 2535 | 2340 | 2242.5 | 2145 | encoded at kingdee
|  | C6 | 4MP 2K+ SMART HOME CAMERA |  | 3120 | 2023-01-01 |  |  | 4680 | 4056 | 4056 | 3744 | 3588 | 3432 | encoded at kingdee
|  | C1C-B | 2MP 1080P INDOOR WI-FI CAMERA |  | 1000 | 2023-01-01 | 830 | 2023-12-04 | 1500 | 1300 | 1300 | 1200 | 1150 | 1100 | encoded at kingdee
|  | C3TN OUTPRO | 3MP COLOR NIGHT VISION OUTDOOR SMART WI-FI CAMERA |  | 2270 | 2023-01-01 |  |  | 3405 | 2951 | 2951 | 2724 | 2610.5 | 2497 | encoded at kingdee
|  | C8C | 2MP OUTDOOR PAN & TILT CAMERA |  | 2870 | 2023-01-01 | 2000 | 2023-12-04 | 4305 | 3731 | 3731 | 3444 | 3300.5 | 3157 | encoded at kingdee
|  | C3TN | 2MP OUTDOOR SMART WI-FI CAMERA |  | 1670 | 2023-01-01 | 1320 | 2023-12-04 | 2505 | 2171 | 2171 | 2004 | 1920.5 | 1837 | encoded at kingdee
|  | C3N | 2MP COLOR NIGHT VISION OUTDOOR SMART WI-FI CAMERA |  | 1950 | 2023-01-01 |  |  | 2925 | 2535 | 2535 | 2340 | 2242.5 | 2145 | encoded at kingdee
|  | DP2C | WIRE-FREE PEEPHOLE DOORBELL |  | 4250 | 2023-01-01 | 3650 | 2023-12-04 | 6375 | 5525 | 5525 | 5100 | 4887.5 | 4675 | encoded at kingdee
|  | LC1C | 2MP BLACK & WHITE TWO-IN-ONE OUTDOOR SECURITY SOLUTION |  | 5700 | 2023-01-01 | 5250 | 2023-12-04 | 8550 | 7410 | 7410 | 6840 | 6555 | 6270 | encoded at kingdee
|  | C8PF | 2MP DUAL-LENS PAN & TILT WI-FI CAMERA |  | 4100 | 2023-01-01 |  |  | 6150 | 5330 | 5330 | 4920 | 4715 | 4510 | encoded at kingdee
|  | BC2 | 2MP WIFI SMART HOME BATTERY CAMERA |  | 2900 | 2023-01-01 | 2600 | 2023-12-04 | 4350 | 3770 | 3770 | 3480 | 3335 | 3190 | encoded at kingdee
|  | H6 | 5MP SMART WIFI PAN AND TILT CAMERA |  |  |  | 1650 | 2023-12-04 | 0 | 0 | 0 | 0 | 0 | 0
|  | C3TN | OUTPRO 3MP COLOR NIGHT VISION OUTDOOR SMART WIFI CAMERA |  |  |  | 1620 | 2023-12-04 | 0 | 0 | 0 | 0 | 0 | 0
|  | H8C | 2MP COLOR NIGHT VISION OUTDOOR PAN AND TILT WIFI CAMERA |  |  |  | 1800 | 2023-12-04 | 0 | 0 | 0 | 0 | 0 | 0
|  | H8C | 4 MP COLOR NIGHT VISION 2K+ OUTDOOR PAN AND TILT WIFI CAMERA |  |  |  | 2400 | 2023-12-04 | 0 | 0 | 0 | 0 | 0 | 0
|  | C8PC | 2MP DUAL-LENS PAN AND TILT WIFI CAMERA |  |  |  | 3750 | 2023-12-04 | 0 | 0 | 0 | 0 | 0 | 0
|  | DB2 | 3MP BATTERY-POWERED VIDEO DOORBELL KIT |  |  |  | 3700 | 2023-12-04 | 0 | 0 | 0 | 0 | 0 | 0
|  | CB1 | 2MP (TYPE C) WIFI SMART HOME BATTERY CAMERA |  |  |  | 1630 | 2023-12-04 | 0 | 0 | 0 | 0 | 0 | 0
|  | CB3 | 2MP KIT (WITH SOLAR PANEL) STANDALONE SMART HOME BATTERY CAMERA |  |  |  | 3700 | 2023-12-04 | 0 | 0 | 0 | 0 | 0 | 0
|  | LB1 | WHITE DIMMABLE WIFI LED BULB |  |  |  | 200 | 2023-12-04 | 0 | 0 | 0 | 0 | 0 | 0
|  | LB1 | COLOR DIMMABLE WIFI LED BULB |  |  |  | 235 | 2023-12-04 | 0 | 0 | 0 | 0 | 0 | 0
|  | T30-A | SMART PLUG |  |  |  | 200 | 2023-12-04 | 0 | 0 | 0 | 0 | 0 | 0
|  | T30-B | SMART PLUG |  |  |  | 235 | 2023-12-04 | 0 | 0 | 0 | 0 | 0 | 0
|  | 32GB | EZVIZ SMART MICROO SD CARDS |  |  |  | 170 | 2023-12-04 | 0 | 0 | 0 | 0 | 0 | 0
|  | 64GB | EZVIZ SMART MICROO SD CARDS |  |  |  | 200 | 2023-12-04 | 0 | 0 | 0 | 0 | 0 | 0
|  | 128GB | EZVIZ SMART MICROO SD CARDS |  |  |  | 520 | 2023-12-04 | 0 | 0 | 0 | 0 | 0 | 0
|  | WALL MOUNT BRACKET | FOR PAN AND TILT CAMERAS |  |  |  | 175 | 2023-12-04 | 0 | 0 | 0 | 0 | 0 | 0
[9 empty] | 0 | 0 | 0 | 0 | 0 | 0
[9 empty] | 0 | 0 | 0 | 0 | 0 | 0
[9 empty] | 0 | 0 | 0 | 0 | 0 | 0
[9 empty] | 0 | 0 | 0 | 0 | 0 | 0
[9 empty] | 0 | 0 | 0 | 0 | 0 | 0
[9 empty] | 0 | 0 | 0 | 0 | 0 | 0
[9 empty] | 0 | 0 | 0 | 0 | 0 | 0
[9 empty] | 0 | 0 | 0 | 0 | 0 | 0
[9 empty] | 0 | 0 | 0 | 0 | 0 | 0
[9 empty] | 0 | 0 | 0 | 0 | 0 | 0
[9 empty] | 0 | 0 | 0 | 0 | 0 | 0
[9 empty] | 0 | 0 | 0 | 0 | 0 | 0
[9 empty] | 0 | 0 | 0 | 0 | 0 | 0
[9 empty] | 0 | 0 | 0 | 0 | 0 | 0
[9 empty] | 0 | 0 | 0 | 0 | 0 | 0
[9 empty] | 0 | 0 | 0 | 0 | 0 | 0
[9 empty] | 0 | 0 | 0 | 0 | 0 | 0
[9 empty] | 0 | 0 | 0 | 0 | 0 | 0
[9 empty] | 0 | 0 | 0 | 0 | 0 | 0
[9 empty] | 0 | 0 | 0 | 0 | 0 | 0
[9 empty] | 0 | 0 | 0 | 0 | 0 | 0
[9 empty] | 0 | 0 | 0 | 0 | 0 | 0
[9 empty] | 0 | 0 | 0 | 0 | 0 | 0
[9 empty] | 0 | 0 | 0 | 0 | 0 | 0
[9 empty] | 0 | 0 | 0 | 0 | 0 | 0
[9 empty] | 0 | 0 | 0 | 0 | 0 | 0
[9 empty] | 0 | 0 | 0 | 0 | 0 | 0
[9 empty] | 0 | 0 | 0 | 0 | 0 | 0
[9 empty] | 0 | 0 | 0 | 0 | 0 | 0
[9 empty] | 0 | 0 | 0 | 0 | 0 | 0
[9 empty] | 0 | 0 | 0 | 0 | 0 | 0
[9 empty] | 0 | 0 | 0 | 0 | 0 | 0
[9 empty] | 0 | 0 | 0 | 0 | 0 | 0
[9 empty] | 0 | 0 | 0 | 0 | 0 | 0
[9 empty] | 0 | 0 | 0 | 0 | 0 | 0
[9 empty] | 0 | 0 | 0 | 0 | 0 | 0
[9 empty] | 0 | 0 | 0 | 0 | 0 | 0
[9 empty] | 0 | 0 | 0 | 0 | 0 | 0
[9 empty] | 0 | 0 | 0 | 0 | 0 | 0
[9 empty] | 0 | 0 | 0 | 0 | 0 | 0
[9 empty] | 0 | 0 | 0 | 0 | 0 | 0
[9 empty] | 0 | 0 | 0 | 0 | 0 | 0
[9 empty] | 0 | 0 | 0 | 0 | 0 | 0
[9 empty] | 0 | 0 | 0 | 0 | 0 | 0
[9 empty] | 0 | 0 | 0 | 0 | 0 | 0
[9 empty] | 0 | 0 | 0 | 0 | 0 | 0
[9 empty] | 0 | 0 | 0 | 0 | 0 | 0
[9 empty] | 0 | 0 | 0 | 0 | 0 | 0
[9 empty] | 0 | 0 | 0 | 0 | 0 | 0
[9 empty] | 0 | 0 | 0 | 0 | 0 | 0
[9 empty] | 0 | 0 | 0 | 0 | 0 | 0
[9 empty] | 0 | 0 | 0 | 0 | 0 | 0
[9 empty] | 0 | 0 | 0 | 0 | 0 | 0
[9 empty] | 0 | 0 | 0 | 0 | 0 | 0
[9 empty] | 0 | 0 | 0 | 0 | 0 | 0
[9 empty] | 0 | 0 | 0 | 0 | 0 | 0
[9 empty] | 0 | 0 | 0 | 0 | 0 | 0
[9 empty] | 0 | 0 | 0 | 0 | 0 | 0
[9 empty] | 0 | 0 | 0 | 0 | 0 | 0
[9 empty] | 0 | 0 | 0 | 0 | 0 | 0
[9 empty] | 0 | 0 | 0 | 0 | 0 | 0
[9 empty] | 0 | 0 | 0 | 0 | 0 | 0
[9 empty] | 0 | 0 | 0 | 0 | 0 | 0
[9 empty] | 0 | 0 | 0 | 0 | 0 | 0
[9 empty] | 0 | 0 | 0 | 0 | 0 | 0
[9 empty] | 0 | 0 | 0 | 0 | 0 | 0
[9 empty] | 0 | 0 | 0 | 0 | 0 | 0
[9 empty] | 0 | 0 | 0 | 0 | 0 | 0
[9 empty] | 0 | 0 | 0 | 0 | 0 | 0
[9 empty] | 0 | 0 | 0 | 0 | 0 | 0
[9 empty] | 0 | 0 | 0 | 0 | 0 | 0
[9 empty] | 0 | 0 | 0 | 0 | 0 | 0
[9 empty] | 0 | 0 | 0 | 0 | 0 | 0
[9 empty] | 0 | 0 | 0 | 0 | 0 | 0
[9 empty] | 0 | 0 | 0 | 0 | 0 | 0
[9 empty] | 0 | 0 | 0 | 0 | 0 | 0
[9 empty] | 0 | 0 | 0 | 0 | 0 | 0
[9 empty] | 0 | 0 | 0 | 0 | 0 | 0
[9 empty] | 0 | 0 | 0 | 0 | 0 | 0
[9 empty] | 0 | 0 | 0 | 0 | 0 | 0
[9 empty] | 0 | 0 | 0 | 0 | 0 | 0
[9 empty] | 0 | 0 | 0 | 0 | 0 | 0
[9 empty] | 0 | 0 | 0 | 0 | 0 | 0
[9 empty] | 0 | 0 | 0 | 0 | 0 | 0
[9 empty] | 0 | 0 | 0 | 0 | 0 | 0
[9 empty] | 0 | 0 | 0 | 0 | 0 | 0
[9 empty] | 0 | 0 | 0 | 0 | 0 | 0
[9 empty] | 0 | 0 | 0 | 0 | 0 | 0
[9 empty] | 0 | 0 | 0 | 0 | 0 | 0
[9 empty] | 0 | 0 | 0 | 0 | 0 | 0
[9 empty] | 0 | 0 | 0 | 0 | 0 | 0
[9 empty] | 0 | 0 | 0 | 0 | 0 | 0
[9 empty] | 0 | 0 | 0 | 0 | 0 | 0
[9 empty] | 0 | 0 | 0 | 0 | 0 | 0
[9 empty] | 0 | 0 | 0 | 0 | 0 | 0
[9 empty] | 0 | 0 | 0 | 0 | 0 | 0
[9 empty] | 0 | 0 | 0 | 0 | 0 | 0
[9 empty] | 0 | 0 | 0 | 0 | 0 | 0
[9 empty] | 0 | 0 | 0 | 0 | 0 | 0
[9 empty] | 0 | 0 | 0 | 0 | 0 | 0
[9 empty] | 0 | 0 | 0 | 0 | 0 | 0
[9 empty] | 0 | 0 | 0 | 0 | 0 | 0
[9 empty] | 0 | 0 | 0 | 0 | 0 | 0
[9 empty] | 0 | 0 | 0 | 0 | 0 | 0
[9 empty] | 0 | 0 | 0 | 0 | 0 | 0
[9 empty] | 0 | 0 | 0 | 0 | 0 | 0
[9 empty] | 0 | 0 | 0 | 0 | 0 | 0
[9 empty] | 0 | 0 | 0 | 0 | 0 | 0
[9 empty] | 0 | 0 | 0 | 0 | 0 | 0
[9 empty] | 0 | 0 | 0 | 0 | 0 | 0
[9 empty] | 0 | 0 | 0 | 0 | 0 | 0
[9 empty] | 0 | 0 | 0 | 0 | 0 | 0
[9 empty] | 0 | 0 | 0 | 0 | 0 | 0
[9 empty] | 0 | 0 | 0 | 0 | 0 | 0
[9 empty] | 0 | 0 | 0 | 0 | 0 | 0
[9 empty] | 0 | 0 | 0 | 0 | 0 | 0
[9 empty] | 0 | 0 | 0 | 0 | 0 | 0
[9 empty] | 0 | 0 | 0 | 0 | 0 | 0
[9 empty] | 0 | 0 | 0 | 0 | 0 | 0
[9 empty] | 0 | 0 | 0 | 0 | 0 | 0
[9 empty] | 0 | 0 | 0 | 0 | 0 | 0
[9 empty] | 0 | 0 | 0 | 0 | 0 | 0
[9 empty] | 0 | 0 | 0 | 0 | 0 | 0
[9 empty] | 0 | 0 | 0 | 0 | 0 | 0
[9 empty] | 0 | 0 | 0 | 0 | 0 | 0
[9 empty] | 0 | 0 | 0 | 0 | 0 | 0
[9 empty] | 0 | 0 | 0 | 0 | 0 | 0
[9 empty] | 0 | 0 | 0 | 0 | 0 | 0
[9 empty] | 0 | 0 | 0 | 0 | 0 | 0
[9 empty] | 0 | 0 | 0 | 0 | 0 | 0
[9 empty] | 0 | 0 | 0 | 0 | 0 | 0
[9 empty] | 0 | 0 | 0 | 0 | 0 | 0
[9 empty] | 0 | 0 | 0 | 0 | 0 | 0
[9 empty] | 0 | 0 | 0 | 0 | 0 | 0
[9 empty] | 0 | 0 | 0 | 0 | 0 | 0
[9 empty] | 0 | 0 | 0 | 0 | 0 | 0
[9 empty] | 0 | 0 | 0 | 0 | 0 | 0
[9 empty] | 0 | 0 | 0 | 0 | 0 | 0
[9 empty] | 0 | 0 | 0 | 0 | 0 | 0
[9 empty] | 0 | 0 | 0 | 0 | 0 | 0
[9 empty] | 0 | 0 | 0 | 0 | 0 | 0
[9 empty] | 0 | 0 | 0 | 0 | 0 | 0
[9 empty] | 0 | 0 | 0 | 0 | 0 | 0
[9 empty] | 0 | 0 | 0 | 0 | 0 | 0
[9 empty] | 0 | 0 | 0 | 0 | 0 | 0
[9 empty] | 0 | 0 | 0 | 0 | 0 | 0
[9 empty] | 0 | 0 | 0 | 0 | 0 | 0
[9 empty] | 0 | 0 | 0 | 0 | 0 | 0
[9 empty] | 0 | 0 | 0 | 0 | 0 | 0
[9 empty] | 0 | 0 | 0 | 0 | 0 | 0
[9 empty] | 0 | 0 | 0 | 0 | 0 | 0
[9 empty] | 0 | 0 | 0 | 0 | 0 | 0
[9 empty] | 0 | 0 | 0 | 0 | 0 | 0
[9 empty] | 0 | 0 | 0 | 0 | 0 | 0
[9 empty] | 0 | 0 | 0 | 0 | 0 | 0
[9 empty] | 0 | 0 | 0 | 0 | 0 | 0
[9 empty] | 0 | 0 | 0 | 0 | 0 | 0
[9 empty] | 0 | 0 | 0 | 0 | 0 | 0
[9 empty] | 0 | 0 | 0 | 0 | 0 | 0
[9 empty] | 0 | 0 | 0 | 0 | 0 | 0
[9 empty] | 0 | 0 | 0 | 0 | 0 | 0
[9 empty] | 0 | 0 | 0 | 0 | 0 | 0
[9 empty] | 0 | 0 | 0 | 0 | 0 | 0
[9 empty] | 0 | 0 | 0 | 0 | 0 | 0
[9 empty] | 0 | 0 | 0 | 0 | 0 | 0
[9 empty] | 0 | 0 | 0 | 0 | 0 | 0
[9 empty] | 0 | 0 | 0 | 0 | 0 | 0
[9 empty] | 0 | 0 | 0 | 0 | 0 | 0
[9 empty] | 0 | 0 | 0 | 0 | 0 | 0
[9 empty] | 0 | 0 | 0 | 0 | 0 | 0
[9 empty] | 0 | 0 | 0 | 0 | 0 | 0
[9 empty] | 0 | 0 | 0 | 0 | 0 | 0
[9 empty] | 0 | 0 | 0 | 0 | 0 | 0
[9 empty] | 0 | 0 | 0 | 0 | 0 | 0
[9 empty] | 0 | 0 | 0 | 0 | 0 | 0
[9 empty] | 0 | 0 | 0 | 0 | 0 | 0
[9 empty] | 0 | 0 | 0 | 0 | 0 | 0
[9 empty] | 0 | 0 | 0 | 0 | 0 | 0
[9 empty] | 0 | 0 | 0 | 0 | 0 | 0
[9 empty] | 0 | 0 | 0 | 0 | 0 | 0
[9 empty] | 0 | 0 | 0 | 0 | 0 | 0
[9 empty] | 0 | 0 | 0 | 0 | 0 | 0
[9 empty] | 0 | 0 | 0 | 0 | 0 | 0
[9 empty] | 0 | 0 | 0 | 0 | 0 | 0
[9 empty] | 0 | 0 | 0 | 0 | 0 | 0
[9 empty] | 0 | 0 | 0 | 0 | 0 | 0
[9 empty] | 0 | 0 | 0 | 0 | 0 | 0
[9 empty] | 0 | 0 | 0 | 0 | 0 | 0
[9 empty] | 0 | 0 | 0 | 0 | 0 | 0
[9 empty] | 0 | 0 | 0 | 0 | 0 | 0
[9 empty] | 0 | 0 | 0 | 0 | 0 | 0
[9 empty] | 0 | 0 | 0 | 0 | 0 | 0
[9 empty] | 0 | 0 | 0 | 0 | 0 | 0
[9 empty] | 0 | 0 | 0 | 0 | 0 | 0
[9 empty] | 0 | 0 | 0 | 0 | 0 | 0
[9 empty] | 0 | 0 | 0 | 0 | 0 | 0
[9 empty] | 0 | 0 | 0 | 0 | 0 | 0
[9 empty] | 0 | 0 | 0 | 0 | 0 | 0
[9 empty] | 0 | 0 | 0 | 0 | 0 | 0
[9 empty] | 0 | 0 | 0 | 0 | 0 | 0
[9 empty] | 0 | 0 | 0 | 0 | 0 | 0
[9 empty] | 0 | 0 | 0 | 0 | 0 | 0
[9 empty] | 0 | 0 | 0 | 0 | 0 | 0
[9 empty] | 0 | 0 | 0 | 0 | 0 | 0
[9 empty] | 0 | 0 | 0 | 0 | 0 | 0
[9 empty] | 0 | 0 | 0 | 0 | 0 | 0
[9 empty] | 0 | 0 | 0 | 0 | 0 | 0
[9 empty] | 0 | 0 | 0 | 0 | 0 | 0
[9 empty] | 0 | 0 | 0 | 0 | 0 | 0
[9 empty] | 0 | 0 | 0 | 0 | 0 | 0
[9 empty] | 0 | 0 | 0 | 0 | 0 | 0
[9 empty] | 0 | 0 | 0 | 0 | 0 | 0
[9 empty] | 0 | 0 | 0 | 0 | 0 | 0
[9 empty] | 0 | 0 | 0 | 0 | 0 | 0
[9 empty] | 0 | 0 | 0 | 0 | 0 | 0
[9 empty] | 0 | 0 | 0 | 0 | 0 | 0
[9 empty] | 0 | 0 | 0 | 0 | 0 | 0
[9 empty] | 0 | 0 | 0 | 0 | 0 | 0
[9 empty] | 0 | 0 | 0 | 0 | 0 | 0
[9 empty] | 0 | 0 | 0 | 0 | 0 | 0
[9 empty] | 0 | 0 | 0 | 0 | 0 | 0
[9 empty] | 0 | 0 | 0 | 0 | 0 | 0
[9 empty] | 0 | 0 | 0 | 0 | 0 | 0
[9 empty] | 0 | 0 | 0 | 0 | 0 | 0
[9 empty] | 0 | 0 | 0 | 0 | 0 | 0
[9 empty] | 0 | 0 | 0 | 0 | 0 | 0
[9 empty] | 0 | 0 | 0 | 0 | 0 | 0
[9 empty] | 0 | 0 | 0 | 0 | 0 | 0
[9 empty] | 0 | 0 | 0 | 0 | 0 | 0
[9 empty] | 0 | 0 | 0 | 0 | 0 | 0
[9 empty] | 0 | 0 | 0 | 0 | 0 | 0
[9 empty] | 0 | 0 | 0 | 0 | 0 | 0
[9 empty] | 0 | 0 | 0 | 0 | 0 | 0
[9 empty] | 0 | 0 | 0 | 0 | 0 | 0
[9 empty] | 0 | 0 | 0 | 0 | 0 | 0
[9 empty] | 0 | 0 | 0 | 0 | 0 | 0
[9 empty] | 0 | 0 | 0 | 0 | 0 | 0
[9 empty] | 0 | 0 | 0 | 0 | 0 | 0
[9 empty] | 0 | 0 | 0 | 0 | 0 | 0
[9 empty] | 0 | 0 | 0 | 0 | 0 | 0
[9 empty] | 0 | 0 | 0 | 0 | 0 | 0
[9 empty] | 0 | 0 | 0 | 0 | 0 | 0
[9 empty] | 0 | 0 | 0 | 0 | 0 | 0
[9 empty] | 0 | 0 | 0 | 0 | 0 | 0
[9 empty] | 0 | 0 | 0 | 0 | 0 | 0
[9 empty] | 0 | 0 | 0 | 0 | 0 | 0
[9 empty] | 0 | 0 | 0 | 0 | 0 | 0
[9 empty] | 0 | 0 | 0 | 0 | 0 | 0
[9 empty] | 0 | 0 | 0 | 0 | 0 | 0
[9 empty] | 0 | 0 | 0 | 0 | 0 | 0
[9 empty] | 0 | 0 | 0 | 0 | 0 | 0
[9 empty] | 0 | 0 | 0 | 0 | 0 | 0
[9 empty] | 0 | 0 | 0 | 0 | 0 | 0
[9 empty] | 0 | 0 | 0 | 0 | 0 | 0
[9 empty] | 0 | 0 | 0 | 0 | 0 | 0
[9 empty] | 0 | 0 | 0 | 0 | 0 | 0
[9 empty] | 0 | 0 | 0 | 0 | 0 | 0
[9 empty] | 0 | 0 | 0 | 0 | 0 | 0
[9 empty] | 0 | 0 | 0 | 0 | 0 | 0
[9 empty] | 0 | 0 | 0 | 0 | 0 | 0
[9 empty] | 0 | 0 | 0 | 0 | 0 | 0
[9 empty] | 0 | 0 | 0 | 0 | 0 | 0
[9 empty] | 0 | 0 | 0 | 0 | 0 | 0
[9 empty] | 0 | 0 | 0 | 0 | 0 | 0
[9 empty] | 0 | 0 | 0 | 0 | 0 | 0
[9 empty] | 0 | 0 | 0 | 0 | 0 | 0
[9 empty] | 0 | 0 | 0 | 0 | 0 | 0
[9 empty] | 0 | 0 | 0 | 0 | 0 | 0
[9 empty] | 0 | 0 | 0 | 0 | 0 | 0
[9 empty] | 0 | 0 | 0 | 0 | 0 | 0
[9 empty] | 0 | 0 | 0 | 0 | 0 | 0
[9 empty] | 0 | 0 | 0 | 0 | 0 | 0
[9 empty] | 0 | 0 | 0 | 0 | 0 | 0
[9 empty] | 0 | 0 | 0 | 0 | 0 | 0
[9 empty] | 0 | 0 | 0 | 0 | 0 | 0
[9 empty] | 0 | 0 | 0 | 0 | 0 | 0
[9 empty] | 0 | 0 | 0 | 0 | 0 | 0
[9 empty] | 0 | 0 | 0 | 0 | 0 | 0
[9 empty] | 0 | 0 | 0 | 0 | 0 | 0
[9 empty] | 0 | 0 | 0 | 0 | 0 | 0
[9 empty] | 0 | 0 | 0 | 0 | 0 | 0
[9 empty] | 0 | 0 | 0 | 0 | 0 | 0
[9 empty] | 0 | 0 | 0 | 0 | 0 | 0
[9 empty] | 0 | 0 | 0 | 0 | 0 | 0
[9 empty] | 0 | 0 | 0 | 0 | 0 | 0
[9 empty] | 0 | 0 | 0 | 0 | 0 | 0
[9 empty] | 0 | 0 | 0 | 0 | 0 | 0
[9 empty] | 0 | 0 | 0 | 0 | 0 | 0
[9 empty] | 0 | 0 | 0 | 0 | 0 | 0
[9 empty] | 0 | 0 | 0 | 0 | 0 | 0
[9 empty] | 0 | 0 | 0 | 0 | 0 | 0
[9 empty] | 0 | 0 | 0 | 0 | 0 | 0
[9 empty] | 0 | 0 | 0 | 0 | 0 | 0
[9 empty] | 0 | 0 | 0 | 0 | 0 | 0
[9 empty] | 0 | 0 | 0 | 0 | 0 | 0
[9 empty] | 0 | 0 | 0 | 0 | 0 | 0
[9 empty] | 0 | 0 | 0 | 0 | 0 | 0
[9 empty] | 0 | 0 | 0 | 0 | 0 | 0
[9 empty] | 0 | 0 | 0 | 0 | 0 | 0

## CCTV_BOSCH
CATEGORY | TYPE | MODEL | ITEM DESCRIPTION | OTHER DESCRIPTION | PURCHASE AMOUNT | Last Price Update Date | SRP (End-User) |  | DEALER's PRICE |  | CONTRACTOR's PRICE |  | REMARKS
[7 empty] | Small Volume (50% Mark-Up) | Big Volume (30% Mark-Up) | Small Volume (30% Mark-Up) | Big Volume (20% Mark-Up) | Small Volume (15% Mark-Up) | Big Volume (10% Mark-Up)
| NVR | DIP-3042-4HD | 8TH HDD NVR |  | 140000 | 2021-09-30 | 210000 | 182000 | 182000 | 168000 | 161000 | 154000
| DOME CAMERA | NII-51022-V3 | Indoor Dome Camera |  | 23406 | 2021-09-30 | 35109 | 30427.8 | 30427.8 | 28087.2 | 26916.9 | 25746.6
| DOME CAMERA | NBE-4502-AL | Outdoor Dome Camera, 2MP |  | 45829 | 2021-09-30 | 68743.5 | 59577.7 | 59577.7 | 54994.8 | 52703.35 | 50411.9
| DOME CAMERA | NII-40012-V3 | Indoor Dome Camera, 1.2MP |  | 16000 | 2021-09-30 | 24000 | 20800 | 20800 | 19200 | 18400 | 17600
| BULLET CAMERA | NTI-40012-A3 | Outdoor Bullet Camera 1.3MP |  | 24000 | 2021-09-30 | 36000 | 31200 | 31200 | 28800 | 27600 | 26400
[7 empty] | 0 | 0 | 0 | 0 | 0 | 0
[7 empty] | 0 | 0 | 0 | 0 | 0 | 0
[7 empty] | 0 | 0 | 0 | 0 | 0 | 0
[7 empty] | 0 | 0 | 0 | 0 | 0 | 0
[7 empty] | 0 | 0 | 0 | 0 | 0 | 0
[7 empty] | 0 | 0 | 0 | 0 | 0 | 0
[7 empty] | 0 | 0 | 0 | 0 | 0 | 0
[7 empty] | 0 | 0 | 0 | 0 | 0 | 0
[7 empty] | 0 | 0 | 0 | 0 | 0 | 0
[7 empty] | 0 | 0 | 0 | 0 | 0 | 0
[7 empty] | 0 | 0 | 0 | 0 | 0 | 0
[7 empty] | 0 | 0 | 0 | 0 | 0 | 0
[7 empty] | 0 | 0 | 0 | 0 | 0 | 0
[7 empty] | 0 | 0 | 0 | 0 | 0 | 0
[7 empty] | 0 | 0 | 0 | 0 | 0 | 0
[7 empty] | 0 | 0 | 0 | 0 | 0 | 0
[7 empty] | 0 | 0 | 0 | 0 | 0 | 0
[7 empty] | 0 | 0 | 0 | 0 | 0 | 0
[7 empty] | 0 | 0 | 0 | 0 | 0 | 0
[7 empty] | 0 | 0 | 0 | 0 | 0 | 0
[7 empty] | 0 | 0 | 0 | 0 | 0 | 0
[7 empty] | 0 | 0 | 0 | 0 | 0 | 0
[7 empty] | 0 | 0 | 0 | 0 | 0 | 0
[7 empty] | 0 | 0 | 0 | 0 | 0 | 0
[7 empty] | 0 | 0 | 0 | 0 | 0 | 0
[7 empty] | 0 | 0 | 0 | 0 | 0 | 0
[7 empty] | 0 | 0 | 0 | 0 | 0 | 0
[7 empty] | 0 | 0 | 0 | 0 | 0 | 0
[7 empty] | 0 | 0 | 0 | 0 | 0 | 0
[7 empty] | 0 | 0 | 0 | 0 | 0 | 0
[7 empty] | 0 | 0 | 0 | 0 | 0 | 0
[7 empty] | 0 | 0 | 0 | 0 | 0 | 0
[7 empty] | 0 | 0 | 0 | 0 | 0 | 0
[7 empty] | 0 | 0 | 0 | 0 | 0 | 0
[7 empty] | 0 | 0 | 0 | 0 | 0 | 0
[7 empty] | 0 | 0 | 0 | 0 | 0 | 0
[7 empty] | 0 | 0 | 0 | 0 | 0 | 0
[7 empty] | 0 | 0 | 0 | 0 | 0 | 0
[7 empty] | 0 | 0 | 0 | 0 | 0 | 0
[7 empty] | 0 | 0 | 0 | 0 | 0 | 0
[7 empty] | 0 | 0 | 0 | 0 | 0 | 0
[7 empty] | 0 | 0 | 0 | 0 | 0 | 0
[7 empty] | 0 | 0 | 0 | 0 | 0 | 0
[7 empty] | 0 | 0 | 0 | 0 | 0 | 0
[7 empty] | 0 | 0 | 0 | 0 | 0 | 0
[7 empty] | 0 | 0 | 0 | 0 | 0 | 0
[7 empty] | 0 | 0 | 0 | 0 | 0 | 0
[7 empty] | 0 | 0 | 0 | 0 | 0 | 0
[7 empty] | 0 | 0 | 0 | 0 | 0 | 0
[7 empty] | 0 | 0 | 0 | 0 | 0 | 0
[7 empty] | 0 | 0 | 0 | 0 | 0 | 0
[7 empty] | 0 | 0 | 0 | 0 | 0 | 0
[7 empty] | 0 | 0 | 0 | 0 | 0 | 0
[7 empty] | 0 | 0 | 0 | 0 | 0 | 0
[7 empty] | 0 | 0 | 0 | 0 | 0 | 0
[7 empty] | 0 | 0 | 0 | 0 | 0 | 0
[7 empty] | 0 | 0 | 0 | 0 | 0 | 0
[7 empty] | 0 | 0 | 0 | 0 | 0 | 0
[7 empty] | 0 | 0 | 0 | 0 | 0 | 0
[7 empty] | 0 | 0 | 0 | 0 | 0 | 0
[7 empty] | 0 | 0 | 0 | 0 | 0 | 0
[7 empty] | 0 | 0 | 0 | 0 | 0 | 0
[7 empty] | 0 | 0 | 0 | 0 | 0 | 0
[7 empty] | 0 | 0 | 0 | 0 | 0 | 0
[7 empty] | 0 | 0 | 0 | 0 | 0 | 0
[7 empty] | 0 | 0 | 0 | 0 | 0 | 0
[7 empty] | 0 | 0 | 0 | 0 | 0 | 0
[7 empty] | 0 | 0 | 0 | 0 | 0 | 0
[7 empty] | 0 | 0 | 0 | 0 | 0 | 0
[7 empty] | 0 | 0 | 0 | 0 | 0 | 0
[7 empty] | 0 | 0 | 0 | 0 | 0 | 0
[7 empty] | 0 | 0 | 0 | 0 | 0 | 0
[7 empty] | 0 | 0 | 0 | 0 | 0 | 0
[7 empty] | 0 | 0 | 0 | 0 | 0 | 0
[7 empty] | 0 | 0 | 0 | 0 | 0 | 0
[7 empty] | 0 | 0 | 0 | 0 | 0 | 0
[7 empty] | 0 | 0 | 0 | 0 | 0 | 0
[7 empty] | 0 | 0 | 0 | 0 | 0 | 0
[7 empty] | 0 | 0 | 0 | 0 | 0 | 0
[7 empty] | 0 | 0 | 0 | 0 | 0 | 0
[7 empty] | 0 | 0 | 0 | 0 | 0 | 0
[7 empty] | 0 | 0 | 0 | 0 | 0 | 0
[7 empty] | 0 | 0 | 0 | 0 | 0 | 0
[7 empty] | 0 | 0 | 0 | 0 | 0 | 0
[7 empty] | 0 | 0 | 0 | 0 | 0 | 0
[7 empty] | 0 | 0 | 0 | 0 | 0 | 0
[7 empty] | 0 | 0 | 0 | 0 | 0 | 0
[7 empty] | 0 | 0 | 0 | 0 | 0 | 0
[7 empty] | 0 | 0 | 0 | 0 | 0 | 0
[7 empty] | 0 | 0 | 0 | 0 | 0 | 0
[7 empty] | 0 | 0 | 0 | 0 | 0 | 0
[7 empty] | 0 | 0 | 0 | 0 | 0 | 0
[7 empty] | 0 | 0 | 0 | 0 | 0 | 0
[7 empty] | 0 | 0 | 0 | 0 | 0 | 0
[7 empty] | 0 | 0 | 0 | 0 | 0 | 0
[7 empty] | 0 | 0 | 0 | 0 | 0 | 0
[7 empty] | 0 | 0 | 0 | 0 | 0 | 0
[7 empty] | 0 | 0 | 0 | 0 | 0 | 0
[7 empty] | 0 | 0 | 0 | 0 | 0 | 0
[7 empty] | 0 | 0 | 0 | 0 | 0 | 0
[7 empty] | 0 | 0 | 0 | 0 | 0 | 0
[7 empty] | 0 | 0 | 0 | 0 | 0 | 0
[7 empty] | 0 | 0 | 0 | 0 | 0 | 0
[7 empty] | 0 | 0 | 0 | 0 | 0 | 0
[7 empty] | 0 | 0 | 0 | 0 | 0 | 0
[7 empty] | 0 | 0 | 0 | 0 | 0 | 0
[7 empty] | 0 | 0 | 0 | 0 | 0 | 0
[7 empty] | 0 | 0 | 0 | 0 | 0 | 0
[7 empty] | 0 | 0 | 0 | 0 | 0 | 0
[7 empty] | 0 | 0 | 0 | 0 | 0 | 0
[7 empty] | 0 | 0 | 0 | 0 | 0 | 0
[7 empty] | 0 | 0 | 0 | 0 | 0 | 0
[7 empty] | 0 | 0 | 0 | 0 | 0 | 0
[7 empty] | 0 | 0 | 0 | 0 | 0 | 0
[7 empty] | 0 | 0 | 0 | 0 | 0 | 0
[7 empty] | 0 | 0 | 0 | 0 | 0 | 0
[7 empty] | 0 | 0 | 0 | 0 | 0 | 0
[7 empty] | 0 | 0 | 0 | 0 | 0 | 0
[7 empty] | 0 | 0 | 0 | 0 | 0 | 0
[7 empty] | 0 | 0 | 0 | 0 | 0 | 0
[7 empty] | 0 | 0 | 0 | 0 | 0 | 0
[7 empty] | 0 | 0 | 0 | 0 | 0 | 0
[7 empty] | 0 | 0 | 0 | 0 | 0 | 0
[7 empty] | 0 | 0 | 0 | 0 | 0 | 0
[7 empty] | 0 | 0 | 0 | 0 | 0 | 0
[7 empty] | 0 | 0 | 0 | 0 | 0 | 0
[7 empty] | 0 | 0 | 0 | 0 | 0 | 0
[7 empty] | 0 | 0 | 0 | 0 | 0 | 0
[7 empty] | 0 | 0 | 0 | 0 | 0 | 0
[7 empty] | 0 | 0 | 0 | 0 | 0 | 0
[7 empty] | 0 | 0 | 0 | 0 | 0 | 0
[7 empty] | 0 | 0 | 0 | 0 | 0 | 0
[7 empty] | 0 | 0 | 0 | 0 | 0 | 0
[7 empty] | 0 | 0 | 0 | 0 | 0 | 0
[7 empty] | 0 | 0 | 0 | 0 | 0 | 0
[7 empty] | 0 | 0 | 0 | 0 | 0 | 0
[7 empty] | 0 | 0 | 0 | 0 | 0 | 0
[7 empty] | 0 | 0 | 0 | 0 | 0 | 0
[7 empty] | 0 | 0 | 0 | 0 | 0 | 0
[7 empty] | 0 | 0 | 0 | 0 | 0 | 0
[7 empty] | 0 | 0 | 0 | 0 | 0 | 0
[7 empty] | 0 | 0 | 0 | 0 | 0 | 0
[7 empty] | 0 | 0 | 0 | 0 | 0 | 0
[7 empty] | 0 | 0 | 0 | 0 | 0 | 0
[7 empty] | 0 | 0 | 0 | 0 | 0 | 0
[7 empty] | 0 | 0 | 0 | 0 | 0 | 0
[7 empty] | 0 | 0 | 0 | 0 | 0 | 0
[7 empty] | 0 | 0 | 0 | 0 | 0 | 0
[7 empty] | 0 | 0 | 0 | 0 | 0 | 0
[7 empty] | 0 | 0 | 0 | 0 | 0 | 0
[7 empty] | 0 | 0 | 0 | 0 | 0 | 0
[7 empty] | 0 | 0 | 0 | 0 | 0 | 0
[7 empty] | 0 | 0 | 0 | 0 | 0 | 0
[7 empty] | 0 | 0 | 0 | 0 | 0 | 0
[7 empty] | 0 | 0 | 0 | 0 | 0 | 0
[7 empty] | 0 | 0 | 0 | 0 | 0 | 0
[7 empty] | 0 | 0 | 0 | 0 | 0 | 0
[7 empty] | 0 | 0 | 0 | 0 | 0 | 0
[7 empty] | 0 | 0 | 0 | 0 | 0 | 0
[7 empty] | 0 | 0 | 0 | 0 | 0 | 0
[7 empty] | 0 | 0 | 0 | 0 | 0 | 0
[7 empty] | 0 | 0 | 0 | 0 | 0 | 0
[7 empty] | 0 | 0 | 0 | 0 | 0 | 0
[7 empty] | 0 | 0 | 0 | 0 | 0 | 0
[7 empty] | 0 | 0 | 0 | 0 | 0 | 0
[7 empty] | 0 | 0 | 0 | 0 | 0 | 0
[7 empty] | 0 | 0 | 0 | 0 | 0 | 0
[7 empty] | 0 | 0 | 0 | 0 | 0 | 0
[7 empty] | 0 | 0 | 0 | 0 | 0 | 0
[7 empty] | 0 | 0 | 0 | 0 | 0 | 0
[7 empty] | 0 | 0 | 0 | 0 | 0 | 0
[7 empty] | 0 | 0 | 0 | 0 | 0 | 0
[7 empty] | 0 | 0 | 0 | 0 | 0 | 0
[7 empty] | 0 | 0 | 0 | 0 | 0 | 0
[7 empty] | 0 | 0 | 0 | 0 | 0 | 0
[7 empty] | 0 | 0 | 0 | 0 | 0 | 0
[7 empty] | 0 | 0 | 0 | 0 | 0 | 0
[7 empty] | 0 | 0 | 0 | 0 | 0 | 0
[7 empty] | 0 | 0 | 0 | 0 | 0 | 0
[7 empty] | 0 | 0 | 0 | 0 | 0 | 0
[7 empty] | 0 | 0 | 0 | 0 | 0 | 0
[7 empty] | 0 | 0 | 0 | 0 | 0 | 0
[7 empty] | 0 | 0 | 0 | 0 | 0 | 0
[7 empty] | 0 | 0 | 0 | 0 | 0 | 0
[7 empty] | 0 | 0 | 0 | 0 | 0 | 0
[7 empty] | 0 | 0 | 0 | 0 | 0 | 0
[7 empty] | 0 | 0 | 0 | 0 | 0 | 0
[7 empty] | 0 | 0 | 0 | 0 | 0 | 0
[7 empty] | 0 | 0 | 0 | 0 | 0 | 0
[7 empty] | 0 | 0 | 0 | 0 | 0 | 0
[7 empty] | 0 | 0 | 0 | 0 | 0 | 0
[7 empty] | 0 | 0 | 0 | 0 | 0 | 0
[7 empty] | 0 | 0 | 0 | 0 | 0 | 0
[7 empty] | 0 | 0 | 0 | 0 | 0 | 0
[7 empty] | 0 | 0 | 0 | 0 | 0 | 0
[7 empty] | 0 | 0 | 0 | 0 | 0 | 0
[7 empty] | 0 | 0 | 0 | 0 | 0 | 0
[7 empty] | 0 | 0 | 0 | 0 | 0 | 0
[7 empty] | 0 | 0 | 0 | 0 | 0 | 0
[7 empty] | 0 | 0 | 0 | 0 | 0 | 0
[7 empty] | 0 | 0 | 0 | 0 | 0 | 0
[7 empty] | 0 | 0 | 0 | 0 | 0 | 0
[7 empty] | 0 | 0 | 0 | 0 | 0 | 0
[7 empty] | 0 | 0 | 0 | 0 | 0 | 0
[7 empty] | 0 | 0 | 0 | 0 | 0 | 0
[7 empty] | 0 | 0 | 0 | 0 | 0 | 0
[7 empty] | 0 | 0 | 0 | 0 | 0 | 0
[7 empty] | 0 | 0 | 0 | 0 | 0 | 0
[7 empty] | 0 | 0 | 0 | 0 | 0 | 0
[7 empty] | 0 | 0 | 0 | 0 | 0 | 0
[7 empty] | 0 | 0 | 0 | 0 | 0 | 0
[7 empty] | 0 | 0 | 0 | 0 | 0 | 0
[7 empty] | 0 | 0 | 0 | 0 | 0 | 0
[7 empty] | 0 | 0 | 0 | 0 | 0 | 0
[7 empty] | 0 | 0 | 0 | 0 | 0 | 0
[7 empty] | 0 | 0 | 0 | 0 | 0 | 0
[7 empty] | 0 | 0 | 0 | 0 | 0 | 0
[7 empty] | 0 | 0 | 0 | 0 | 0 | 0
[7 empty] | 0 | 0 | 0 | 0 | 0 | 0
[7 empty] | 0 | 0 | 0 | 0 | 0 | 0
[7 empty] | 0 | 0 | 0 | 0 | 0 | 0
[7 empty] | 0 | 0 | 0 | 0 | 0 | 0
[7 empty] | 0 | 0 | 0 | 0 | 0 | 0
[7 empty] | 0 | 0 | 0 | 0 | 0 | 0
[7 empty] | 0 | 0 | 0 | 0 | 0 | 0
[7 empty] | 0 | 0 | 0 | 0 | 0 | 0
[7 empty] | 0 | 0 | 0 | 0 | 0 | 0
[7 empty] | 0 | 0 | 0 | 0 | 0 | 0
[7 empty] | 0 | 0 | 0 | 0 | 0 | 0
[7 empty] | 0 | 0 | 0 | 0 | 0 | 0
[7 empty] | 0 | 0 | 0 | 0 | 0 | 0
[7 empty] | 0 | 0 | 0 | 0 | 0 | 0
[7 empty] | 0 | 0 | 0 | 0 | 0 | 0
[7 empty] | 0 | 0 | 0 | 0 | 0 | 0
[7 empty] | 0 | 0 | 0 | 0 | 0 | 0
[7 empty] | 0 | 0 | 0 | 0 | 0 | 0
[7 empty] | 0 | 0 | 0 | 0 | 0 | 0
[7 empty] | 0 | 0 | 0 | 0 | 0 | 0
[7 empty] | 0 | 0 | 0 | 0 | 0 | 0
[7 empty] | 0 | 0 | 0 | 0 | 0 | 0
[7 empty] | 0 | 0 | 0 | 0 | 0 | 0
[7 empty] | 0 | 0 | 0 | 0 | 0 | 0
[7 empty] | 0 | 0 | 0 | 0 | 0 | 0
[7 empty] | 0 | 0 | 0 | 0 | 0 | 0
[7 empty] | 0 | 0 | 0 | 0 | 0 | 0
[7 empty] | 0 | 0 | 0 | 0 | 0 | 0
[7 empty] | 0 | 0 | 0 | 0 | 0 | 0
[7 empty] | 0 | 0 | 0 | 0 | 0 | 0
[7 empty] | 0 | 0 | 0 | 0 | 0 | 0
[7 empty] | 0 | 0 | 0 | 0 | 0 | 0
[7 empty] | 0 | 0 | 0 | 0 | 0 | 0
[7 empty] | 0 | 0 | 0 | 0 | 0 | 0
[7 empty] | 0 | 0 | 0 | 0 | 0 | 0
[7 empty] | 0 | 0 | 0 | 0 | 0 | 0
[7 empty] | 0 | 0 | 0 | 0 | 0 | 0
[7 empty] | 0 | 0 | 0 | 0 | 0 | 0
[7 empty] | 0 | 0 | 0 | 0 | 0 | 0
[7 empty] | 0 | 0 | 0 | 0 | 0 | 0
[7 empty] | 0 | 0 | 0 | 0 | 0 | 0
[7 empty] | 0 | 0 | 0 | 0 | 0 | 0
[7 empty] | 0 | 0 | 0 | 0 | 0 | 0
[7 empty] | 0 | 0 | 0 | 0 | 0 | 0
[7 empty] | 0 | 0 | 0 | 0 | 0 | 0
[7 empty] | 0 | 0 | 0 | 0 | 0 | 0
[7 empty] | 0 | 0 | 0 | 0 | 0 | 0
[7 empty] | 0 | 0 | 0 | 0 | 0 | 0
[7 empty] | 0 | 0 | 0 | 0 | 0 | 0
[7 empty] | 0 | 0 | 0 | 0 | 0 | 0
[7 empty] | 0 | 0 | 0 | 0 | 0 | 0
[7 empty] | 0 | 0 | 0 | 0 | 0 | 0
[7 empty] | 0 | 0 | 0 | 0 | 0 | 0
[7 empty] | 0 | 0 | 0 | 0 | 0 | 0
[7 empty] | 0 | 0 | 0 | 0 | 0 | 0
[7 empty] | 0 | 0 | 0 | 0 | 0 | 0
[7 empty] | 0 | 0 | 0 | 0 | 0 | 0
[7 empty] | 0 | 0 | 0 | 0 | 0 | 0
[7 empty] | 0 | 0 | 0 | 0 | 0 | 0
[7 empty] | 0 | 0 | 0 | 0 | 0 | 0
[7 empty] | 0 | 0 | 0 | 0 | 0 | 0
[7 empty] | 0 | 0 | 0 | 0 | 0 | 0
[7 empty] | 0 | 0 | 0 | 0 | 0 | 0
[7 empty] | 0 | 0 | 0 | 0 | 0 | 0
[7 empty] | 0 | 0 | 0 | 0 | 0 | 0
[7 empty] | 0 | 0 | 0 | 0 | 0 | 0
[7 empty] | 0 | 0 | 0 | 0 | 0 | 0
[7 empty] | 0 | 0 | 0 | 0 | 0 | 0
[7 empty] | 0 | 0 | 0 | 0 | 0 | 0
[7 empty] | 0 | 0 | 0 | 0 | 0 | 0
[7 empty] | 0 | 0 | 0 | 0 | 0 | 0
[7 empty] | 0 | 0 | 0 | 0 | 0 | 0
[7 empty] | 0 | 0 | 0 | 0 | 0 | 0
[7 empty] | 0 | 0 | 0 | 0 | 0 | 0
[7 empty] | 0 | 0 | 0 | 0 | 0 | 0
[7 empty] | 0 | 0 | 0 | 0 | 0 | 0
[7 empty] | 0 | 0 | 0 | 0 | 0 | 0
[7 empty] | 0 | 0 | 0 | 0 | 0 | 0
[7 empty] | 0 | 0 | 0 | 0 | 0 | 0
[7 empty] | 0 | 0 | 0 | 0 | 0 | 0
[7 empty] | 0 | 0 | 0 | 0 | 0 | 0
[7 empty] | 0 | 0 | 0 | 0 | 0 | 0
[7 empty] | 0 | 0 | 0 | 0 | 0 | 0
[7 empty] | 0 | 0 | 0 | 0 | 0 | 0
[7 empty] | 0 | 0 | 0 | 0 | 0 | 0
[7 empty] | 0 | 0 | 0 | 0 | 0 | 0
[7 empty] | 0 | 0 | 0 | 0 | 0 | 0
[7 empty] | 0 | 0 | 0 | 0 | 0 | 0
[7 empty] | 0 | 0 | 0 | 0 | 0 | 0
[7 empty] | 0 | 0 | 0 | 0 | 0 | 0
[7 empty] | 0 | 0 | 0 | 0 | 0 | 0
[7 empty] | 0 | 0 | 0 | 0 | 0 | 0
[7 empty] | 0 | 0 | 0 | 0 | 0 | 0
[7 empty] | 0 | 0 | 0 | 0 | 0 | 0
[7 empty] | 0 | 0 | 0 | 0 | 0 | 0
[7 empty] | 0 | 0 | 0 | 0 | 0 | 0
[7 empty] | 0 | 0 | 0 | 0 | 0 | 0
[7 empty] | 0 | 0 | 0 | 0 | 0 | 0
[7 empty] | 0 | 0 | 0 | 0 | 0 | 0
[7 empty] | 0 | 0 | 0 | 0 | 0 | 0
[7 empty] | 0 | 0 | 0 | 0 | 0 | 0
[7 empty] | 0 | 0 | 0 | 0 | 0 | 0
[7 empty] | 0 | 0 | 0 | 0 | 0 | 0
[7 empty] | 0 | 0 | 0 | 0 | 0 | 0

## CCTV_PANASONIC
CATEGORY | TYPE | MODEL | ITEM DESCRIPTION | OTHER DESCRIPTION | OTHER SUPPLIER | PURCHASE AMOUNT | Last Price Update Date | SRP (End-User) |  | DEALER's PRICE |  | CONTRACTOR's PRICE |  | REMARKS
[8 empty] | Small Volume (50% Mark-Up) | Big Volume (30% Mark-Up) | Small Volume (30% Mark-Up) | Big Volume (20% Mark-Up) | Small Volume (15% Mark-Up) | Big Volume (10% Mark-Up) | SRP, DP AND CP WERE BASED FROM THE AMOUNT IN ROW G
| NVR | NL408 | 8ch NVR |  | 44160 | 25500 | 2021-09-30 | 38250 | 33150 | 33150 | 30600 | 29325 | 28050
|  | EW215 | 2.0MP, Outdoor Dome, 3.6mm |  | 17317.65 | 7500 | 2021-09-30 | 11250 | 9750 | 9750 | 9000 | 8625 | 8250
|  | EF235 | 2.0MP, Outdoor Box, 3.6mm |  | 17317.65 | 7500 | 2021-09-30 | 11250 | 9750 | 9750 | 9000 | 8625 | 8250
| Dome Camera | K-EF235L03 | FULL HD WEATHERPROOF DOME NETWORK CAMERA |  |  | 7000 | 2021-09-03 | 10500 | 9100 | 9100 | 8400 | 8050 | 7700
| Dome Camera | WV-U1532L | CCTV OUTDOOR CAMERA |  |  | 14200 | 2021-09-03 | 21300 | 18460 | 18460 | 17040 | 16330 | 15620
| Smart Hybrid PBX | KX-NS300 | Smart Hybrid PBX |  |  | 22500 | 2021-10-12 | 33750 | 29250 | 29250 | 27000 | 25875 | 24750
|  | WV-U2130L | Indoor Dome, 2MP, Fixed Focal Lens, IR-LED |  |  | 10000 | 2022-01-06 | 15000 | 13000 | 13000 | 12000 | 11500 | 11000
|  | WV-U1532L | Outdoor Bullet, 2MP, Varifocal Lens, IR-LED |  |  | 16800 | 2022-01-06 | 25200 | 21840 | 21840 | 20160 | 19320 | 18480
|  | WV-U2140L | Indoor Dome, 4MP, Fixed Focal Lens, IR-LED |  |  | 12000 | 2022-01-06 | 18000 | 15600 | 15600 | 14400 | 13800 | 13200
|  | WV-U1542L | Outdoor Bullet, 4MP, Varifocal Lens, IR-LED |  |  | 20000 | 2022-01-06 | 30000 | 26000 | 26000 | 24000 | 23000 | 22000
|  | WJ-QJB500-W | Mounting Bracket for Bullet Cameras |  |  | 2900 | 2022-01-06 | 4350 | 3770 | 3770 | 3480 | 3335 | 3190
|  | WJ-NX200K/G Non-POE | 16channel NVR, Up to 2-SATA HDD Slots |  |  | 42000 | 2022-01-06 | 63000 | 54600 | 54600 | 50400 | 48300 | 46200
|  | WJ-NX300K/G Non-POE | 16channel NVR, Up to 4-SATA HDD Slots |  |  | 72500 | 2022-01-06 | 108750 | 94250 | 94250 | 87000 | 83375 | 79750
[8 empty] | 0 | 0 | 0 | 0 | 0 | 0
[8 empty] | 0 | 0 | 0 | 0 | 0 | 0
[8 empty] | 0 | 0 | 0 | 0 | 0 | 0
[8 empty] | 0 | 0 | 0 | 0 | 0 | 0
[8 empty] | 0 | 0 | 0 | 0 | 0 | 0
[8 empty] | 0 | 0 | 0 | 0 | 0 | 0
[8 empty] | 0 | 0 | 0 | 0 | 0 | 0
[8 empty] | 0 | 0 | 0 | 0 | 0 | 0
[8 empty] | 0 | 0 | 0 | 0 | 0 | 0
[8 empty] | 0 | 0 | 0 | 0 | 0 | 0
[8 empty] | 0 | 0 | 0 | 0 | 0 | 0
[8 empty] | 0 | 0 | 0 | 0 | 0 | 0
[8 empty] | 0 | 0 | 0 | 0 | 0 | 0
[8 empty] | 0 | 0 | 0 | 0 | 0 | 0
[8 empty] | 0 | 0 | 0 | 0 | 0 | 0
[8 empty] | 0 | 0 | 0 | 0 | 0 | 0
[8 empty] | 0 | 0 | 0 | 0 | 0 | 0
[8 empty] | 0 | 0 | 0 | 0 | 0 | 0
[8 empty] | 0 | 0 | 0 | 0 | 0 | 0
[8 empty] | 0 | 0 | 0 | 0 | 0 | 0
[8 empty] | 0 | 0 | 0 | 0 | 0 | 0
[8 empty] | 0 | 0 | 0 | 0 | 0 | 0
[8 empty] | 0 | 0 | 0 | 0 | 0 | 0
[8 empty] | 0 | 0 | 0 | 0 | 0 | 0
[8 empty] | 0 | 0 | 0 | 0 | 0 | 0
[8 empty] | 0 | 0 | 0 | 0 | 0 | 0
[8 empty] | 0 | 0 | 0 | 0 | 0 | 0
[8 empty] | 0 | 0 | 0 | 0 | 0 | 0
[8 empty] | 0 | 0 | 0 | 0 | 0 | 0
[8 empty] | 0 | 0 | 0 | 0 | 0 | 0
[8 empty] | 0 | 0 | 0 | 0 | 0 | 0
[8 empty] | 0 | 0 | 0 | 0 | 0 | 0
[8 empty] | 0 | 0 | 0 | 0 | 0 | 0
[8 empty] | 0 | 0 | 0 | 0 | 0 | 0
[8 empty] | 0 | 0 | 0 | 0 | 0 | 0
[8 empty] | 0 | 0 | 0 | 0 | 0 | 0
[8 empty] | 0 | 0 | 0 | 0 | 0 | 0
[8 empty] | 0 | 0 | 0 | 0 | 0 | 0
[8 empty] | 0 | 0 | 0 | 0 | 0 | 0
[8 empty] | 0 | 0 | 0 | 0 | 0 | 0
[8 empty] | 0 | 0 | 0 | 0 | 0 | 0
[8 empty] | 0 | 0 | 0 | 0 | 0 | 0
[8 empty] | 0 | 0 | 0 | 0 | 0 | 0
[8 empty] | 0 | 0 | 0 | 0 | 0 | 0
[8 empty] | 0 | 0 | 0 | 0 | 0 | 0
[8 empty] | 0 | 0 | 0 | 0 | 0 | 0
[8 empty] | 0 | 0 | 0 | 0 | 0 | 0
[8 empty] | 0 | 0 | 0 | 0 | 0 | 0
[8 empty] | 0 | 0 | 0 | 0 | 0 | 0
[8 empty] | 0 | 0 | 0 | 0 | 0 | 0
[8 empty] | 0 | 0 | 0 | 0 | 0 | 0
[8 empty] | 0 | 0 | 0 | 0 | 0 | 0
[8 empty] | 0 | 0 | 0 | 0 | 0 | 0
[8 empty] | 0 | 0 | 0 | 0 | 0 | 0
[8 empty] | 0 | 0 | 0 | 0 | 0 | 0
[8 empty] | 0 | 0 | 0 | 0 | 0 | 0
[8 empty] | 0 | 0 | 0 | 0 | 0 | 0
[8 empty] | 0 | 0 | 0 | 0 | 0 | 0
[8 empty] | 0 | 0 | 0 | 0 | 0 | 0
[8 empty] | 0 | 0 | 0 | 0 | 0 | 0
[8 empty] | 0 | 0 | 0 | 0 | 0 | 0
[8 empty] | 0 | 0 | 0 | 0 | 0 | 0
[8 empty] | 0 | 0 | 0 | 0 | 0 | 0
[8 empty] | 0 | 0 | 0 | 0 | 0 | 0
[8 empty] | 0 | 0 | 0 | 0 | 0 | 0
[8 empty] | 0 | 0 | 0 | 0 | 0 | 0
[8 empty] | 0 | 0 | 0 | 0 | 0 | 0
[8 empty] | 0 | 0 | 0 | 0 | 0 | 0
[8 empty] | 0 | 0 | 0 | 0 | 0 | 0
[8 empty] | 0 | 0 | 0 | 0 | 0 | 0
[8 empty] | 0 | 0 | 0 | 0 | 0 | 0
[8 empty] | 0 | 0 | 0 | 0 | 0 | 0
[8 empty] | 0 | 0 | 0 | 0 | 0 | 0
[8 empty] | 0 | 0 | 0 | 0 | 0 | 0
[8 empty] | 0 | 0 | 0 | 0 | 0 | 0
[8 empty] | 0 | 0 | 0 | 0 | 0 | 0
[8 empty] | 0 | 0 | 0 | 0 | 0 | 0
[8 empty] | 0 | 0 | 0 | 0 | 0 | 0
[8 empty] | 0 | 0 | 0 | 0 | 0 | 0
[8 empty] | 0 | 0 | 0 | 0 | 0 | 0
[8 empty] | 0 | 0 | 0 | 0 | 0 | 0
[8 empty] | 0 | 0 | 0 | 0 | 0 | 0
[8 empty] | 0 | 0 | 0 | 0 | 0 | 0
[8 empty] | 0 | 0 | 0 | 0 | 0 | 0
[8 empty] | 0 | 0 | 0 | 0 | 0 | 0
[8 empty] | 0 | 0 | 0 | 0 | 0 | 0
[8 empty] | 0 | 0 | 0 | 0 | 0 | 0
[8 empty] | 0 | 0 | 0 | 0 | 0 | 0
[8 empty] | 0 | 0 | 0 | 0 | 0 | 0
[8 empty] | 0 | 0 | 0 | 0 | 0 | 0
[8 empty] | 0 | 0 | 0 | 0 | 0 | 0
[8 empty] | 0 | 0 | 0 | 0 | 0 | 0
[8 empty] | 0 | 0 | 0 | 0 | 0 | 0
[8 empty] | 0 | 0 | 0 | 0 | 0 | 0
[8 empty] | 0 | 0 | 0 | 0 | 0 | 0
[8 empty] | 0 | 0 | 0 | 0 | 0 | 0
[8 empty] | 0 | 0 | 0 | 0 | 0 | 0
[8 empty] | 0 | 0 | 0 | 0 | 0 | 0
[8 empty] | 0 | 0 | 0 | 0 | 0 | 0
[8 empty] | 0 | 0 | 0 | 0 | 0 | 0
[8 empty] | 0 | 0 | 0 | 0 | 0 | 0
[8 empty] | 0 | 0 | 0 | 0 | 0 | 0
[8 empty] | 0 | 0 | 0 | 0 | 0 | 0
[8 empty] | 0 | 0 | 0 | 0 | 0 | 0
[8 empty] | 0 | 0 | 0 | 0 | 0 | 0
[8 empty] | 0 | 0 | 0 | 0 | 0 | 0
[8 empty] | 0 | 0 | 0 | 0 | 0 | 0
[8 empty] | 0 | 0 | 0 | 0 | 0 | 0
[8 empty] | 0 | 0 | 0 | 0 | 0 | 0
[8 empty] | 0 | 0 | 0 | 0 | 0 | 0
[8 empty] | 0 | 0 | 0 | 0 | 0 | 0
[8 empty] | 0 | 0 | 0 | 0 | 0 | 0
[8 empty] | 0 | 0 | 0 | 0 | 0 | 0
[8 empty] | 0 | 0 | 0 | 0 | 0 | 0
[8 empty] | 0 | 0 | 0 | 0 | 0 | 0
[8 empty] | 0 | 0 | 0 | 0 | 0 | 0
[8 empty] | 0 | 0 | 0 | 0 | 0 | 0
[8 empty] | 0 | 0 | 0 | 0 | 0 | 0
[8 empty] | 0 | 0 | 0 | 0 | 0 | 0
[8 empty] | 0 | 0 | 0 | 0 | 0 | 0
[8 empty] | 0 | 0 | 0 | 0 | 0 | 0
[8 empty] | 0 | 0 | 0 | 0 | 0 | 0
[8 empty] | 0 | 0 | 0 | 0 | 0 | 0
[8 empty] | 0 | 0 | 0 | 0 | 0 | 0
[8 empty] | 0 | 0 | 0 | 0 | 0 | 0
[8 empty] | 0 | 0 | 0 | 0 | 0 | 0
[8 empty] | 0 | 0 | 0 | 0 | 0 | 0
[8 empty] | 0 | 0 | 0 | 0 | 0 | 0
[8 empty] | 0 | 0 | 0 | 0 | 0 | 0
[8 empty] | 0 | 0 | 0 | 0 | 0 | 0
[8 empty] | 0 | 0 | 0 | 0 | 0 | 0
[8 empty] | 0 | 0 | 0 | 0 | 0 | 0
[8 empty] | 0 | 0 | 0 | 0 | 0 | 0
[8 empty] | 0 | 0 | 0 | 0 | 0 | 0
[8 empty] | 0 | 0 | 0 | 0 | 0 | 0
[8 empty] | 0 | 0 | 0 | 0 | 0 | 0
[8 empty] | 0 | 0 | 0 | 0 | 0 | 0
[8 empty] | 0 | 0 | 0 | 0 | 0 | 0
[8 empty] | 0 | 0 | 0 | 0 | 0 | 0
[8 empty] | 0 | 0 | 0 | 0 | 0 | 0
[8 empty] | 0 | 0 | 0 | 0 | 0 | 0
[8 empty] | 0 | 0 | 0 | 0 | 0 | 0
[8 empty] | 0 | 0 | 0 | 0 | 0 | 0
[8 empty] | 0 | 0 | 0 | 0 | 0 | 0
[8 empty] | 0 | 0 | 0 | 0 | 0 | 0
[8 empty] | 0 | 0 | 0 | 0 | 0 | 0
[8 empty] | 0 | 0 | 0 | 0 | 0 | 0
[8 empty] | 0 | 0 | 0 | 0 | 0 | 0
[8 empty] | 0 | 0 | 0 | 0 | 0 | 0
[8 empty] | 0 | 0 | 0 | 0 | 0 | 0
[8 empty] | 0 | 0 | 0 | 0 | 0 | 0
[8 empty] | 0 | 0 | 0 | 0 | 0 | 0
[8 empty] | 0 | 0 | 0 | 0 | 0 | 0
[8 empty] | 0 | 0 | 0 | 0 | 0 | 0
[8 empty] | 0 | 0 | 0 | 0 | 0 | 0
[8 empty] | 0 | 0 | 0 | 0 | 0 | 0
[8 empty] | 0 | 0 | 0 | 0 | 0 | 0
[8 empty] | 0 | 0 | 0 | 0 | 0 | 0
[8 empty] | 0 | 0 | 0 | 0 | 0 | 0
[8 empty] | 0 | 0 | 0 | 0 | 0 | 0
[8 empty] | 0 | 0 | 0 | 0 | 0 | 0
[8 empty] | 0 | 0 | 0 | 0 | 0 | 0
[8 empty] | 0 | 0 | 0 | 0 | 0 | 0
[8 empty] | 0 | 0 | 0 | 0 | 0 | 0
[8 empty] | 0 | 0 | 0 | 0 | 0 | 0
[8 empty] | 0 | 0 | 0 | 0 | 0 | 0
[8 empty] | 0 | 0 | 0 | 0 | 0 | 0
[8 empty] | 0 | 0 | 0 | 0 | 0 | 0
[8 empty] | 0 | 0 | 0 | 0 | 0 | 0
[8 empty] | 0 | 0 | 0 | 0 | 0 | 0
[8 empty] | 0 | 0 | 0 | 0 | 0 | 0
[8 empty] | 0 | 0 | 0 | 0 | 0 | 0
[8 empty] | 0 | 0 | 0 | 0 | 0 | 0
[8 empty] | 0 | 0 | 0 | 0 | 0 | 0
[8 empty] | 0 | 0 | 0 | 0 | 0 | 0
[8 empty] | 0 | 0 | 0 | 0 | 0 | 0
[8 empty] | 0 | 0 | 0 | 0 | 0 | 0
[8 empty] | 0 | 0 | 0 | 0 | 0 | 0
[8 empty] | 0 | 0 | 0 | 0 | 0 | 0
[8 empty] | 0 | 0 | 0 | 0 | 0 | 0
[8 empty] | 0 | 0 | 0 | 0 | 0 | 0
[8 empty] | 0 | 0 | 0 | 0 | 0 | 0
[8 empty] | 0 | 0 | 0 | 0 | 0 | 0
[8 empty] | 0 | 0 | 0 | 0 | 0 | 0
[8 empty] | 0 | 0 | 0 | 0 | 0 | 0
[8 empty] | 0 | 0 | 0 | 0 | 0 | 0
[8 empty] | 0 | 0 | 0 | 0 | 0 | 0
[8 empty] | 0 | 0 | 0 | 0 | 0 | 0
[8 empty] | 0 | 0 | 0 | 0 | 0 | 0
[8 empty] | 0 | 0 | 0 | 0 | 0 | 0
[8 empty] | 0 | 0 | 0 | 0 | 0 | 0
[8 empty] | 0 | 0 | 0 | 0 | 0 | 0
[8 empty] | 0 | 0 | 0 | 0 | 0 | 0
[8 empty] | 0 | 0 | 0 | 0 | 0 | 0
[8 empty] | 0 | 0 | 0 | 0 | 0 | 0
[8 empty] | 0 | 0 | 0 | 0 | 0 | 0
[8 empty] | 0 | 0 | 0 | 0 | 0 | 0
[8 empty] | 0 | 0 | 0 | 0 | 0 | 0
[8 empty] | 0 | 0 | 0 | 0 | 0 | 0
[8 empty] | 0 | 0 | 0 | 0 | 0 | 0
[8 empty] | 0 | 0 | 0 | 0 | 0 | 0
[8 empty] | 0 | 0 | 0 | 0 | 0 | 0
[8 empty] | 0 | 0 | 0 | 0 | 0 | 0
[8 empty] | 0 | 0 | 0 | 0 | 0 | 0
[8 empty] | 0 | 0 | 0 | 0 | 0 | 0
[8 empty] | 0 | 0 | 0 | 0 | 0 | 0
[8 empty] | 0 | 0 | 0 | 0 | 0 | 0
[8 empty] | 0 | 0 | 0 | 0 | 0 | 0
[8 empty] | 0 | 0 | 0 | 0 | 0 | 0
[8 empty] | 0 | 0 | 0 | 0 | 0 | 0
[8 empty] | 0 | 0 | 0 | 0 | 0 | 0
[8 empty] | 0 | 0 | 0 | 0 | 0 | 0
[8 empty] | 0 | 0 | 0 | 0 | 0 | 0
[8 empty] | 0 | 0 | 0 | 0 | 0 | 0
[8 empty] | 0 | 0 | 0 | 0 | 0 | 0
[8 empty] | 0 | 0 | 0 | 0 | 0 | 0
[8 empty] | 0 | 0 | 0 | 0 | 0 | 0
[8 empty] | 0 | 0 | 0 | 0 | 0 | 0
[8 empty] | 0 | 0 | 0 | 0 | 0 | 0
[8 empty] | 0 | 0 | 0 | 0 | 0 | 0
[8 empty] | 0 | 0 | 0 | 0 | 0 | 0
[8 empty] | 0 | 0 | 0 | 0 | 0 | 0
[8 empty] | 0 | 0 | 0 | 0 | 0 | 0
[8 empty] | 0 | 0 | 0 | 0 | 0 | 0
[8 empty] | 0 | 0 | 0 | 0 | 0 | 0
[8 empty] | 0 | 0 | 0 | 0 | 0 | 0
[8 empty] | 0 | 0 | 0 | 0 | 0 | 0
[8 empty] | 0 | 0 | 0 | 0 | 0 | 0
[8 empty] | 0 | 0 | 0 | 0 | 0 | 0
[8 empty] | 0 | 0 | 0 | 0 | 0 | 0
[8 empty] | 0 | 0 | 0 | 0 | 0 | 0
[8 empty] | 0 | 0 | 0 | 0 | 0 | 0
[8 empty] | 0 | 0 | 0 | 0 | 0 | 0
[8 empty] | 0 | 0 | 0 | 0 | 0 | 0
[8 empty] | 0 | 0 | 0 | 0 | 0 | 0
[8 empty] | 0 | 0 | 0 | 0 | 0 | 0
[8 empty] | 0 | 0 | 0 | 0 | 0 | 0
[8 empty] | 0 | 0 | 0 | 0 | 0 | 0
[8 empty] | 0 | 0 | 0 | 0 | 0 | 0
[8 empty] | 0 | 0 | 0 | 0 | 0 | 0
[8 empty] | 0 | 0 | 0 | 0 | 0 | 0
[8 empty] | 0 | 0 | 0 | 0 | 0 | 0
[8 empty] | 0 | 0 | 0 | 0 | 0 | 0
[8 empty] | 0 | 0 | 0 | 0 | 0 | 0
[8 empty] | 0 | 0 | 0 | 0 | 0 | 0
[8 empty] | 0 | 0 | 0 | 0 | 0 | 0
[8 empty] | 0 | 0 | 0 | 0 | 0 | 0
[8 empty] | 0 | 0 | 0 | 0 | 0 | 0
[8 empty] | 0 | 0 | 0 | 0 | 0 | 0
[8 empty] | 0 | 0 | 0 | 0 | 0 | 0
[8 empty] | 0 | 0 | 0 | 0 | 0 | 0
[8 empty] | 0 | 0 | 0 | 0 | 0 | 0
[8 empty] | 0 | 0 | 0 | 0 | 0 | 0
[8 empty] | 0 | 0 | 0 | 0 | 0 | 0
[8 empty] | 0 | 0 | 0 | 0 | 0 | 0
[8 empty] | 0 | 0 | 0 | 0 | 0 | 0
[8 empty] | 0 | 0 | 0 | 0 | 0 | 0
[8 empty] | 0 | 0 | 0 | 0 | 0 | 0
[8 empty] | 0 | 0 | 0 | 0 | 0 | 0
[8 empty] | 0 | 0 | 0 | 0 | 0 | 0
[8 empty] | 0 | 0 | 0 | 0 | 0 | 0
[8 empty] | 0 | 0 | 0 | 0 | 0 | 0
[8 empty] | 0 | 0 | 0 | 0 | 0 | 0
[8 empty] | 0 | 0 | 0 | 0 | 0 | 0
[8 empty] | 0 | 0 | 0 | 0 | 0 | 0
[8 empty] | 0 | 0 | 0 | 0 | 0 | 0
[8 empty] | 0 | 0 | 0 | 0 | 0 | 0
[8 empty] | 0 | 0 | 0 | 0 | 0 | 0
[8 empty] | 0 | 0 | 0 | 0 | 0 | 0
[8 empty] | 0 | 0 | 0 | 0 | 0 | 0
[8 empty] | 0 | 0 | 0 | 0 | 0 | 0
[8 empty] | 0 | 0 | 0 | 0 | 0 | 0
[8 empty] | 0 | 0 | 0 | 0 | 0 | 0
[8 empty] | 0 | 0 | 0 | 0 | 0 | 0
[8 empty] | 0 | 0 | 0 | 0 | 0 | 0
[8 empty] | 0 | 0 | 0 | 0 | 0 | 0
[8 empty] | 0 | 0 | 0 | 0 | 0 | 0
[8 empty] | 0 | 0 | 0 | 0 | 0 | 0
[8 empty] | 0 | 0 | 0 | 0 | 0 | 0
[8 empty] | 0 | 0 | 0 | 0 | 0 | 0
[8 empty] | 0 | 0 | 0 | 0 | 0 | 0
[8 empty] | 0 | 0 | 0 | 0 | 0 | 0
[8 empty] | 0 | 0 | 0 | 0 | 0 | 0
[8 empty] | 0 | 0 | 0 | 0 | 0 | 0
[8 empty] | 0 | 0 | 0 | 0 | 0 | 0
[8 empty] | 0 | 0 | 0 | 0 | 0 | 0
[8 empty] | 0 | 0 | 0 | 0 | 0 | 0
[8 empty] | 0 | 0 | 0 | 0 | 0 | 0
[8 empty] | 0 | 0 | 0 | 0 | 0 | 0
[8 empty] | 0 | 0 | 0 | 0 | 0 | 0
[8 empty] | 0 | 0 | 0 | 0 | 0 | 0
[8 empty] | 0 | 0 | 0 | 0 | 0 | 0
[8 empty] | 0 | 0 | 0 | 0 | 0 | 0
[8 empty] | 0 | 0 | 0 | 0 | 0 | 0
[8 empty] | 0 | 0 | 0 | 0 | 0 | 0
[8 empty] | 0 | 0 | 0 | 0 | 0 | 0
[8 empty] | 0 | 0 | 0 | 0 | 0 | 0
[8 empty] | 0 | 0 | 0 | 0 | 0 | 0
[8 empty] | 0 | 0 | 0 | 0 | 0 | 0
[8 empty] | 0 | 0 | 0 | 0 | 0 | 0
[8 empty] | 0 | 0 | 0 | 0 | 0 | 0
[8 empty] | 0 | 0 | 0 | 0 | 0 | 0
[8 empty] | 0 | 0 | 0 | 0 | 0 | 0
[8 empty] | 0 | 0 | 0 | 0 | 0 | 0
[8 empty] | 0 | 0 | 0 | 0 | 0 | 0
[8 empty] | 0 | 0 | 0 | 0 | 0 | 0
[8 empty] | 0 | 0 | 0 | 0 | 0 | 0
[8 empty] | 0 | 0 | 0 | 0 | 0 | 0
[8 empty] | 0 | 0 | 0 | 0 | 0 | 0
[8 empty] | 0 | 0 | 0 | 0 | 0 | 0
[8 empty] | 0 | 0 | 0 | 0 | 0 | 0
[8 empty] | 0 | 0 | 0 | 0 | 0 | 0
[8 empty] | 0 | 0 | 0 | 0 | 0 | 0
[8 empty] | 0 | 0 | 0 | 0 | 0 | 0

## CCTV_IMOU
CATEGORY | TYPE | MODEL | ITEM DESCRIPTION | OTHER DESCRIPTION | PURCHASE AMOUNT | Last Price Update Date | SRP (End-User) |  | DEALER's PRICE |  | CONTRACTOR's PRICE |  | REMARKS
[7 empty] | Small Volume (50% Mark-Up) | Big Volume (30% Mark-Up) | Small Volume (30% Mark-Up) | Big Volume (20% Mark-Up) | Small Volume (15% Mark-Up) | Big Volume (10% Mark-Up)
WIFI/CAMERA | Cue 2-D | IPC-C22EN-D |  |  | 1106 | 2022-09-01 | 1659 | 1437.8 | 1437.8 | 1327.2 | 1271.9 | 1216.6
WIFI/CAMERA | Cue 2C-D | IPC-C22CN-D |  |  | 949 | 2022-09-01 | 1423.5 | 1233.7 | 1233.7 | 1138.8 | 1091.35 | 1043.9
WIFI/CAMERA | Ranger 2-D | IPC-A22EN-D |  |  | 1274 | 2022-09-01 | 1911 | 1656.2 | 1656.2 | 1528.8 | 1465.1 | 1401.4
WIFI/CAMERA | Ranger 2 4MP-D | IPC-A42N-D |  |  | 1609 | 2022-09-01 | 2413.5 | 2091.7 | 2091.7 | 1930.8 | 1850.35 | 1769.9
WIFI/CAMERA | Ranger 2C-D | IPC-TA22CN-D |  |  | 1138 | 2022-09-01 | 1707 | 1479.4 | 1479.4 | 1365.6 | 1308.7 | 1251.8
WIFI/CAMERA | Ranger 2C 4MP-D | IPC-TA42N-D |  |  | 1454 | 2022-09-01 | 2181 | 1890.2 | 1890.2 | 1744.8 | 1672.1 | 1599.4
WIFI/CAMERA | Rex | IPC-A26LN |  |  | 2011 | 2022-09-01 | 3016.5 | 2614.3 | 2614.3 | 2413.2 | 2312.65 | 2212.1
WIFI/CAMERA | Rex 4MP-D | IPC-A46LN-D |  |  | 2414 | 2022-09-01 | 3621 | 3138.2 | 3138.2 | 2896.8 | 2776.1 | 2655.4
WIFI/CAMERA | Cube | IPC-K22N-imou |  |  | 1810 | 2022-09-01 | 2715 | 2353 | 2353 | 2172 | 2081.5 | 1991
WIFI/CAMERA | Cube 4MP | IPC-K42N-imou |  |  | 2011 | 2022-09-01 | 3016.5 | 2614.3 | 2614.3 | 2413.2 | 2312.65 | 2212.1
WIFI/CAMERA | Bullet 2C-D | IPC-F22N-D |  |  | 1391 | 2022-09-01 | 2086.5 | 1808.3 | 1808.3 | 1669.2 | 1599.65 | 1530.1
WIFI/CAMERA | Bullet 2C 4MP-D | IPC-F42N-D |  |  | 1644 | 2022-09-01 | 2466 | 2137.2 | 2137.2 | 1972.8 | 1890.6 | 1808.4
WIFI/CAMERA | Bullet 2E-D | IPC-F22FN-D |  |  | 1743 | 2022-09-01 | 2614.5 | 2265.9 | 2265.9 | 2091.6 | 2004.45 | 1917.3
WIFI/CAMERA | Bullet 2E 4MP-D | IPC-F42FN-D |  |  | 2011 | 2022-09-01 | 3016.5 | 2614.3 | 2614.3 | 2413.2 | 2312.65 | 2212.1
WIFI/CAMERA | Bullet 2-D | IPC-F22FEN-D |  |  | 2213 | 2022-09-01 | 3319.5 | 2876.9 | 2876.9 | 2655.6 | 2544.95 | 2434.3
WIFI/CAMERA | Bullet 2 4MP-D | IPC-F42FEN-D |  |  | 2414 | 2022-09-01 | 3621 | 3138.2 | 3138.2 | 2896.8 | 2776.1 | 2655.4
WIFI/CAMERA | Bullet 2 Pro 2MP | IPC-F26FEN |  |  | 2548 | 2022-09-01 | 3822 | 3312.4 | 3312.4 | 3057.6 | 2930.2 | 2802.8
WIFI/CAMERA | Bullet 2 Pro 4MP | IPC-F46FEN-D |  |  | 2816 | 2022-09-01 | 4224 | 3660.8 | 3660.8 | 3379.2 | 3238.4 | 3097.6
WIFI/CAMERA | Versa | IPC-C22FN-C |  |  | 1549 | 2022-09-01 | 2323.5 | 2013.7 | 2013.7 | 1858.8 | 1781.35 | 1703.9
WIFI/CAMERA | Turret | IPC-T26EN |  |  | 2414 | 2022-09-01 | 3621 | 3138.2 | 3138.2 | 2896.8 | 2776.1 | 2655.4
WIFI/CAMERA | Turret SE | IPC-T22EN |  |  | 1676 | 2022-09-01 | 2514 | 2178.8 | 2178.8 | 2011.2 | 1927.4 | 1843.6
WIFI/CAMERA | Turret SE 4MP | IPC-T42EN |  |  | 1944 | 2022-09-01 | 2916 | 2527.2 | 2527.2 | 2332.8 | 2235.6 | 2138.4
WIFI/CAMERA | Cruiser SE-WIFI 4MP | IPC-S41FN |  |  | 2481 | 2022-09-01 | 3721.5 | 3225.3 | 3225.3 | 2977.2 | 2853.15 | 2729.1
WIFI/CAMERA | Cruiser | IPC-S22FN |  |  | 2846 | 2022-09-01 | 4269 | 3699.8 | 3699.8 | 3415.2 | 3272.9 | 3130.6
WIFI/CAMERA | Cruiser 4MP-D | IPC-S42FN |  |  | 3162 | 2022-09-01 | 4743 | 4110.6 | 4110.6 | 3794.4 | 3636.3 | 3478.2
BATTERY CAMERA | Cell 2 | IPC-B46LN |  |  | 4693 | 2022-09-01 | 7039.5 | 6100.9 | 6100.9 | 5631.6 | 5396.95 | 5162.3
BATTERY CAMERA | Cell 2 White | IPC-B46LN-White |  |  | 4693 | 2022-09-01 | 7039.5 | 6100.9 | 6100.9 | 5631.6 | 5396.95 | 5162.3
BATTERY CAMERA | Rechargeable Battery For Cell 2 | FRB20 |  |  | 1475 | 2022-09-01 | 2212.5 | 1917.5 | 1917.5 | 1770 | 1696.25 | 1622.5
BATTERY CAMERA | Solar Panel for Cell 2 | FSP11 |  |  | 1274 | 2022-09-01 | 1911 | 1656.2 | 1656.2 | 1528.8 | 1465.1 | 1401.4
SD CARD | SD 32G | ST2-32-S1 |  |  | 194 | 2022-09-01 | 291 | 252.2 | 252.2 | 232.8 | 223.1 | 213.4
SD CARD | SD 64G | ST2-64-S1 |  |  | 335 | 2022-09-01 | 502.5 | 435.5 | 435.5 | 402 | 385.25 | 368.5
SD CARD | SD 128G | ST2-128-S1 |  |  | 758 | 2022-09-01 | 1137 | 985.4 | 985.4 | 909.6 | 871.7 | 833.8
SD CARD | SD 256G | ST2-256-S1 |  |  | 1509 | 2022-09-01 | 2263.5 | 1961.7 | 1961.7 | 1810.8 | 1735.35 | 1659.9
Wi-Fi NVR & Kit | Wireless Recorder | NVR1104HS-W-S2 |  |  | 2011 | 2022-09-01 | 3016.5 | 2614.3 | 2614.3 | 2413.2 | 2312.65 | 2212.1
Wi-Fi NVR & Kit | Wireless Recorder | NVR1108HS-W-S2 |  |  | 2347 | 2022-09-01 | 3520.5 | 3051.1 | 3051.1 | 2816.4 | 2699.05 | 2581.7
Wi-Fi NVR & Kit | KIT 4*Bullet 2C+NVR8(no disk) | KIT/NVR1108HS-W-S2-FCC/4-F22N-0280B |  |  | 8381 | 2022-09-01 | 12571.5 | 10895.3 | 10895.3 | 10057.2 | 9638.15 | 9219.1
Wi-Fi NVR & Kit | KIT 4*Bullet 2+NVR8(no disk) | KIT/NVR1108HS-W-S2-FCC/4-F22FEN-0280B |  |  | 11063 | 2022-09-01 | 16594.5 | 14381.9 | 14381.9 | 13275.6 | 12722.45 | 12169.3
Wi-Fi NVR & Kit | KIT 4*Bullet 2C+NVR8(no disk) | KIT/NVR1104HS-W-S2-FCC/4-F22N-0280B |  |  | 8046 | 2022-09-01 | 12069 | 10459.8 | 10459.8 | 9655.2 | 9252.9 | 8850.6
Wi-Fi NVR & Kit | KIT 4*Bullet 2+NVR8(no disk) | KIT/NVR1104HS-W-S2-FCC/4-F22FEN--0280B |  |  | 10728 | 2022-09-01 | 16092 | 13946.4 | 13946.4 | 12873.6 | 12337.2 | 11800.8
POE Camera & Recorder | Cruiser SE-POE 2MP | IPC-S21FAN |  |  | 1810 | 2022-09-01 | 2715 | 2353 | 2353 | 2172 | 2081.5 | 1991
POE Camera & Recorder | Cruiser SE-POE 4MP | IPC-S41FAN |  |  | 2078 | 2022-09-01 | 3117 | 2701.4 | 2701.4 | 2493.6 | 2389.7 | 2285.8
POE Camera & Recorder | IPC-T22A | IPC-T22AN |  |  | 1274 | 2022-09-01 | 1911 | 1656.2 | 1656.2 | 1528.8 | 1465.1 | 1401.4
POE Camera & Recorder | Turret SE POE | IPC-T22EAN |  |  | 1475 | 2022-09-01 | 2212.5 | 1917.5 | 1917.5 | 1770 | 1696.25 | 1622.5
POE Camera & Recorder | Turret SE POE 4MP | IPC-T42EAN |  |  | 1743 | 2022-09-01 | 2614.5 | 2265.9 | 2265.9 | 2091.6 | 2004.45 | 1917.3
POE Camera & Recorder | IPC-F22A | IPC-F22AN |  |  | 1274 | 2022-09-01 | 1911 | 1656.2 | 1656.2 | 1528.8 | 1465.1 | 1401.4
Smart Lock | K2C | ASL-K2C-H(W)-B |  |  | 7375 | 2022-09-01 | 11062.5 | 9587.5 | 9587.5 | 8850 | 8481.25 | 8112.5
Smart Lock | DB60 kit | Doorbell Kit-A |  |  | 6101 | 2022-09-01 | 9151.5 | 7931.3 | 7931.3 | 7321.2 | 7016.15 | 6711.1
Smart Lock | DB61i | DB61i-W-D4N |  |  | 4827 | 2022-09-01 | 7240.5 | 6275.1 | 6275.1 | 5792.4 | 5551.05 | 5309.7
Smart Lock | DS21 | DS21-W-W |  |  | 1274 | 2022-09-01 | 1911 | 1656.2 | 1656.2 | 1528.8 | 1465.1 | 1401.4
Smart Lighting | CL1B-5-E27 | CL1B-5-E27 |  |  | 402 | 2022-09-01 | 603 | 522.6 | 522.6 | 482.4 | 462.3 | 442.2
Robot | RV-L11-A（欧标） | RV-L11-A |  |  | 14080 | 2022-09-01 | 21120 | 18304 | 18304 | 16896 | 16192 | 15488
Robot | RVZB1 集尘袋 | RVPA1-6 |  |  | 402 | 2022-09-01 | 603 | 522.6 | 522.6 | 482.4 | 462.3 | 442.2
Robot | RV-L11 主刷 | RVPB1-1 |  |  | 168 | 2022-09-01 | 252 | 218.4 | 218.4 | 201.6 | 193.2 | 184.8
Robot | RV-L11 边刷 | RVPC1-2 |  |  | 130 | 2022-09-01 | 195 | 169 | 169 | 156 | 149.5 | 143
Robot | RV-L11 HEPA | RVPD1-2 |  |  | 104 | 2022-09-01 | 156 | 135.2 | 135.2 | 124.8 | 119.6 | 114.4
Robot | RV-L11 一次性抹布 | RVPE1-30 |  |  | 402 | 2022-09-01 | 603 | 522.6 | 522.6 | 482.4 | 462.3 | 442.2
Robot | RV-L11 可水洗抹布 | RVPF1-2 |  |  | 168 | 2022-09-01 | 252 | 218.4 | 218.4 | 201.6 | 193.2 | 184.8
[6 empty] | 2022-09-01 | 0 | 0 | 0 | 0 | 0 | 0
[6 empty] | 2022-09-01 | 0 | 0 | 0 | 0 | 0 | 0
[6 empty] | 2022-09-01 | 0 | 0 | 0 | 0 | 0 | 0
[6 empty] | 2022-09-01 | 0 | 0 | 0 | 0 | 0 | 0
[6 empty] | 2022-09-01 | 0 | 0 | 0 | 0 | 0 | 0
[6 empty] | 2022-09-01 | 0 | 0 | 0 | 0 | 0 | 0
[6 empty] | 2022-09-01 | 0 | 0 | 0 | 0 | 0 | 0
[6 empty] | 2022-09-01 | 0 | 0 | 0 | 0 | 0 | 0
[6 empty] | 2022-09-01 | 0 | 0 | 0 | 0 | 0 | 0
[6 empty] | 2022-09-01 | 0 | 0 | 0 | 0 | 0 | 0
[6 empty] | 2022-09-01 | 0 | 0 | 0 | 0 | 0 | 0
[6 empty] | 2022-09-01 | 0 | 0 | 0 | 0 | 0 | 0
[6 empty] | 2022-09-01 | 0 | 0 | 0 | 0 | 0 | 0
[6 empty] | 2022-09-01 | 0 | 0 | 0 | 0 | 0 | 0
[6 empty] | 2022-09-01 | 0 | 0 | 0 | 0 | 0 | 0
[6 empty] | 2022-09-01 | 0 | 0 | 0 | 0 | 0 | 0
[6 empty] | 2022-09-01 | 0 | 0 | 0 | 0 | 0 | 0
[6 empty] | 2022-09-01 | 0 | 0 | 0 | 0 | 0 | 0
[6 empty] | 2022-09-01 | 0 | 0 | 0 | 0 | 0 | 0
[6 empty] | 2022-09-01 | 0 | 0 | 0 | 0 | 0 | 0
[6 empty] | 2022-09-01 | 0 | 0 | 0 | 0 | 0 | 0
[6 empty] | 2022-09-01 | 0 | 0 | 0 | 0 | 0 | 0
[6 empty] | 2022-09-01 | 0 | 0 | 0 | 0 | 0 | 0
[6 empty] | 2022-09-01 | 0 | 0 | 0 | 0 | 0 | 0
[6 empty] | 2022-09-01 | 0 | 0 | 0 | 0 | 0 | 0
[6 empty] | 2022-09-01 | 0 | 0 | 0 | 0 | 0 | 0
[6 empty] | 2022-09-01 | 0 | 0 | 0 | 0 | 0 | 0
[6 empty] | 2022-09-01 | 0 | 0 | 0 | 0 | 0 | 0
[6 empty] | 2022-09-01 | 0 | 0 | 0 | 0 | 0 | 0
[6 empty] | 2022-09-01 | 0 | 0 | 0 | 0 | 0 | 0
[6 empty] | 2022-09-01 | 0 | 0 | 0 | 0 | 0 | 0
[6 empty] | 2022-09-01 | 0 | 0 | 0 | 0 | 0 | 0
[6 empty] | 2022-09-01 | 0 | 0 | 0 | 0 | 0 | 0
[6 empty] | 2022-09-01 | 0 | 0 | 0 | 0 | 0 | 0
[6 empty] | 2022-09-01 | 0 | 0 | 0 | 0 | 0 | 0
[6 empty] | 2022-09-01 | 0 | 0 | 0 | 0 | 0 | 0
[6 empty] | 2022-09-01 | 0 | 0 | 0 | 0 | 0 | 0
[6 empty] | 2022-09-01 | 0 | 0 | 0 | 0 | 0 | 0
[6 empty] | 2022-09-01 | 0 | 0 | 0 | 0 | 0 | 0
[6 empty] | 2022-09-01 | 0 | 0 | 0 | 0 | 0 | 0
[6 empty] | 2022-09-01 | 0 | 0 | 0 | 0 | 0 | 0
[6 empty] | 2022-09-01 | 0 | 0 | 0 | 0 | 0 | 0
[6 empty] | 2022-09-01 | 0 | 0 | 0 | 0 | 0 | 0
[6 empty] | 2022-09-01 | 0 | 0 | 0 | 0 | 0 | 0
[6 empty] | 2022-09-01 | 0 | 0 | 0 | 0 | 0 | 0
[6 empty] | 2022-09-01 | 0 | 0 | 0 | 0 | 0 | 0
[6 empty] | 2022-09-01 | 0 | 0 | 0 | 0 | 0 | 0
[6 empty] | 2022-09-01 | 0 | 0 | 0 | 0 | 0 | 0
[6 empty] | 2022-09-01 | 0 | 0 | 0 | 0 | 0 | 0
[6 empty] | 2022-09-01 | 0 | 0 | 0 | 0 | 0 | 0
[6 empty] | 2022-09-01 | 0 | 0 | 0 | 0 | 0 | 0
[6 empty] | 2022-09-01 | 0 | 0 | 0 | 0 | 0 | 0
[6 empty] | 2022-09-01 | 0 | 0 | 0 | 0 | 0 | 0
[6 empty] | 2022-09-01 | 0 | 0 | 0 | 0 | 0 | 0
[6 empty] | 2022-09-01 | 0 | 0 | 0 | 0 | 0 | 0
[6 empty] | 2022-09-01 | 0 | 0 | 0 | 0 | 0 | 0
[6 empty] | 2022-09-01 | 0 | 0 | 0 | 0 | 0 | 0
[6 empty] | 2022-09-01 | 0 | 0 | 0 | 0 | 0 | 0
[6 empty] | 2022-09-01 | 0 | 0 | 0 | 0 | 0 | 0
[6 empty] | 2022-09-01 | 0 | 0 | 0 | 0 | 0 | 0
[6 empty] | 2022-09-01 | 0 | 0 | 0 | 0 | 0 | 0
[6 empty] | 2022-09-01 | 0 | 0 | 0 | 0 | 0 | 0
[6 empty] | 2022-09-01 | 0 | 0 | 0 | 0 | 0 | 0
[6 empty] | 2022-09-01 | 0 | 0 | 0 | 0 | 0 | 0
[6 empty] | 2022-09-01 | 0 | 0 | 0 | 0 | 0 | 0
[6 empty] | 2022-09-01 | 0 | 0 | 0 | 0 | 0 | 0
[6 empty] | 2022-09-01 | 0 | 0 | 0 | 0 | 0 | 0
[6 empty] | 2022-09-01 | 0 | 0 | 0 | 0 | 0 | 0
[6 empty] | 2022-09-01 | 0 | 0 | 0 | 0 | 0 | 0
[6 empty] | 2022-09-01 | 0 | 0 | 0 | 0 | 0 | 0
[6 empty] | 2022-09-01 | 0 | 0 | 0 | 0 | 0 | 0
[6 empty] | 2022-09-01 | 0 | 0 | 0 | 0 | 0 | 0
[6 empty] | 2022-09-01 | 0 | 0 | 0 | 0 | 0 | 0
[6 empty] | 2022-09-01 | 0 | 0 | 0 | 0 | 0 | 0
[6 empty] | 2022-09-01 | 0 | 0 | 0 | 0 | 0 | 0
[6 empty] | 2022-09-01 | 0 | 0 | 0 | 0 | 0 | 0
[6 empty] | 2022-09-01 | 0 | 0 | 0 | 0 | 0 | 0
[6 empty] | 2022-09-01 | 0 | 0 | 0 | 0 | 0 | 0
[6 empty] | 2022-09-01 | 0 | 0 | 0 | 0 | 0 | 0
[6 empty] | 2022-09-01 | 0 | 0 | 0 | 0 | 0 | 0
[6 empty] | 2022-09-01 | 0 | 0 | 0 | 0 | 0 | 0
[6 empty] | 2022-09-01 | 0 | 0 | 0 | 0 | 0 | 0
[6 empty] | 2022-09-01 | 0 | 0 | 0 | 0 | 0 | 0
[6 empty] | 2022-09-01 | 0 | 0 | 0 | 0 | 0 | 0
[6 empty] | 2022-09-01 | 0 | 0 | 0 | 0 | 0 | 0
[6 empty] | 2022-09-01 | 0 | 0 | 0 | 0 | 0 | 0
[6 empty] | 2022-09-01 | 0 | 0 | 0 | 0 | 0 | 0
[6 empty] | 2022-09-01 | 0 | 0 | 0 | 0 | 0 | 0
[6 empty] | 2022-09-01 | 0 | 0 | 0 | 0 | 0 | 0
[6 empty] | 2022-09-01 | 0 | 0 | 0 | 0 | 0 | 0
[6 empty] | 2022-09-01 | 0 | 0 | 0 | 0 | 0 | 0
[6 empty] | 2022-09-01 | 0 | 0 | 0 | 0 | 0 | 0
[6 empty] | 2022-09-01 | 0 | 0 | 0 | 0 | 0 | 0
[6 empty] | 2022-09-01 | 0 | 0 | 0 | 0 | 0 | 0
[6 empty] | 2022-09-01 | 0 | 0 | 0 | 0 | 0 | 0
[6 empty] | 2022-09-01 | 0 | 0 | 0 | 0 | 0 | 0
[6 empty] | 2022-09-01 | 0 | 0 | 0 | 0 | 0 | 0
[6 empty] | 2022-09-01 | 0 | 0 | 0 | 0 | 0 | 0
[6 empty] | 2022-09-01 | 0 | 0 | 0 | 0 | 0 | 0
[6 empty] | 2022-09-01 | 0 | 0 | 0 | 0 | 0 | 0
[6 empty] | 2022-09-01 | 0 | 0 | 0 | 0 | 0 | 0
[6 empty] | 2022-09-01 | 0 | 0 | 0 | 0 | 0 | 0
[6 empty] | 2022-09-01 | 0 | 0 | 0 | 0 | 0 | 0
[6 empty] | 2022-09-01 | 0 | 0 | 0 | 0 | 0 | 0
[6 empty] | 2022-09-01 | 0 | 0 | 0 | 0 | 0 | 0
[6 empty] | 2022-09-01 | 0 | 0 | 0 | 0 | 0 | 0
[6 empty] | 2022-09-01 | 0 | 0 | 0 | 0 | 0 | 0
[6 empty] | 2022-09-01 | 0 | 0 | 0 | 0 | 0 | 0
[6 empty] | 2022-09-01 | 0 | 0 | 0 | 0 | 0 | 0
[6 empty] | 2022-09-01 | 0 | 0 | 0 | 0 | 0 | 0
[6 empty] | 2022-09-01 | 0 | 0 | 0 | 0 | 0 | 0
[6 empty] | 2022-09-01 | 0 | 0 | 0 | 0 | 0 | 0
[6 empty] | 2022-09-01 | 0 | 0 | 0 | 0 | 0 | 0
[6 empty] | 2022-09-01 | 0 | 0 | 0 | 0 | 0 | 0
[6 empty] | 2022-09-01 | 0 | 0 | 0 | 0 | 0 | 0
[6 empty] | 2022-09-01 | 0 | 0 | 0 | 0 | 0 | 0
[6 empty] | 2022-09-01 | 0 | 0 | 0 | 0 | 0 | 0
[6 empty] | 2022-09-01 | 0 | 0 | 0 | 0 | 0 | 0
[6 empty] | 2022-09-01 | 0 | 0 | 0 | 0 | 0 | 0
[6 empty] | 2022-09-01 | 0 | 0 | 0 | 0 | 0 | 0
[6 empty] | 2022-09-01 | 0 | 0 | 0 | 0 | 0 | 0
[6 empty] | 2022-09-01 | 0 | 0 | 0 | 0 | 0 | 0
[6 empty] | 2022-09-01 | 0 | 0 | 0 | 0 | 0 | 0
[6 empty] | 2022-09-01 | 0 | 0 | 0 | 0 | 0 | 0
[6 empty] | 2022-09-01 | 0 | 0 | 0 | 0 | 0 | 0
[6 empty] | 2022-09-01 | 0 | 0 | 0 | 0 | 0 | 0
[6 empty] | 2022-09-01 | 0 | 0 | 0 | 0 | 0 | 0
[6 empty] | 2022-09-01 | 0 | 0 | 0 | 0 | 0 | 0
[6 empty] | 2022-09-01 | 0 | 0 | 0 | 0 | 0 | 0
[6 empty] | 2022-09-01 | 0 | 0 | 0 | 0 | 0 | 0
[6 empty] | 2022-09-01 | 0 | 0 | 0 | 0 | 0 | 0
[6 empty] | 2022-09-01 | 0 | 0 | 0 | 0 | 0 | 0
[6 empty] | 2022-09-01 | 0 | 0 | 0 | 0 | 0 | 0
[6 empty] | 2022-09-01 | 0 | 0 | 0 | 0 | 0 | 0
[6 empty] | 2022-09-01 | 0 | 0 | 0 | 0 | 0 | 0
[6 empty] | 2022-09-01 | 0 | 0 | 0 | 0 | 0 | 0
[6 empty] | 2022-09-01 | 0 | 0 | 0 | 0 | 0 | 0
[6 empty] | 2022-09-01 | 0 | 0 | 0 | 0 | 0 | 0
[6 empty] | 2022-09-01 | 0 | 0 | 0 | 0 | 0 | 0
[6 empty] | 2022-09-01 | 0 | 0 | 0 | 0 | 0 | 0
[6 empty] | 2022-09-01 | 0 | 0 | 0 | 0 | 0 | 0
[6 empty] | 2022-09-01 | 0 | 0 | 0 | 0 | 0 | 0
[6 empty] | 2022-09-01 | 0 | 0 | 0 | 0 | 0 | 0
[6 empty] | 2022-09-01 | 0 | 0 | 0 | 0 | 0 | 0
[6 empty] | 2022-09-01 | 0 | 0 | 0 | 0 | 0 | 0
[6 empty] | 2022-09-01 | 0 | 0 | 0 | 0 | 0 | 0
[6 empty] | 2022-09-01 | 0 | 0 | 0 | 0 | 0 | 0
[6 empty] | 2022-09-01 | 0 | 0 | 0 | 0 | 0 | 0
[6 empty] | 2022-09-01 | 0 | 0 | 0 | 0 | 0 | 0
[6 empty] | 2022-09-01 | 0 | 0 | 0 | 0 | 0 | 0
[6 empty] | 2022-09-01 | 0 | 0 | 0 | 0 | 0 | 0
[6 empty] | 2022-09-01 | 0 | 0 | 0 | 0 | 0 | 0
[6 empty] | 2022-09-01 | 0 | 0 | 0 | 0 | 0 | 0
[6 empty] | 2022-09-01 | 0 | 0 | 0 | 0 | 0 | 0
[6 empty] | 2022-09-01 | 0 | 0 | 0 | 0 | 0 | 0
[6 empty] | 2022-09-01 | 0 | 0 | 0 | 0 | 0 | 0
[6 empty] | 2022-09-01 | 0 | 0 | 0 | 0 | 0 | 0
[6 empty] | 2022-09-01 | 0 | 0 | 0 | 0 | 0 | 0
[6 empty] | 2022-09-01 | 0 | 0 | 0 | 0 | 0 | 0
[6 empty] | 2022-09-01 | 0 | 0 | 0 | 0 | 0 | 0
[6 empty] | 2022-09-01 | 0 | 0 | 0 | 0 | 0 | 0
[6 empty] | 2022-09-01 | 0 | 0 | 0 | 0 | 0 | 0
[6 empty] | 2022-09-01 | 0 | 0 | 0 | 0 | 0 | 0
[6 empty] | 2022-09-01 | 0 | 0 | 0 | 0 | 0 | 0
[6 empty] | 2022-09-01 | 0 | 0 | 0 | 0 | 0 | 0
[6 empty] | 2022-09-01 | 0 | 0 | 0 | 0 | 0 | 0
[6 empty] | 2022-09-01 | 0 | 0 | 0 | 0 | 0 | 0
[6 empty] | 2022-09-01 | 0 | 0 | 0 | 0 | 0 | 0
[6 empty] | 2022-09-01 | 0 | 0 | 0 | 0 | 0 | 0
[6 empty] | 2022-09-01 | 0 | 0 | 0 | 0 | 0 | 0
[6 empty] | 2022-09-01 | 0 | 0 | 0 | 0 | 0 | 0
[6 empty] | 2022-09-01 | 0 | 0 | 0 | 0 | 0 | 0
[6 empty] | 2022-09-01 | 0 | 0 | 0 | 0 | 0 | 0
[6 empty] | 2022-09-01 | 0 | 0 | 0 | 0 | 0 | 0
[6 empty] | 2022-09-01 | 0 | 0 | 0 | 0 | 0 | 0
[6 empty] | 2022-09-01 | 0 | 0 | 0 | 0 | 0 | 0
[6 empty] | 2022-09-01 | 0 | 0 | 0 | 0 | 0 | 0
[6 empty] | 2022-09-01 | 0 | 0 | 0 | 0 | 0 | 0
[6 empty] | 2022-09-01 | 0 | 0 | 0 | 0 | 0 | 0
[6 empty] | 2022-09-01 | 0 | 0 | 0 | 0 | 0 | 0
[6 empty] | 2022-09-01 | 0 | 0 | 0 | 0 | 0 | 0
[6 empty] | 2022-09-01 | 0 | 0 | 0 | 0 | 0 | 0
[6 empty] | 2022-09-01 | 0 | 0 | 0 | 0 | 0 | 0
[6 empty] | 2022-09-01 | 0 | 0 | 0 | 0 | 0 | 0
[6 empty] | 2022-09-01 | 0 | 0 | 0 | 0 | 0 | 0
[6 empty] | 2022-09-01 | 0 | 0 | 0 | 0 | 0 | 0
[6 empty] | 2022-09-01 | 0 | 0 | 0 | 0 | 0 | 0
[6 empty] | 2022-09-01 | 0 | 0 | 0 | 0 | 0 | 0
[6 empty] | 2022-09-01 | 0 | 0 | 0 | 0 | 0 | 0
[6 empty] | 2022-09-01 | 0 | 0 | 0 | 0 | 0 | 0
[6 empty] | 2022-09-01 | 0 | 0 | 0 | 0 | 0 | 0
[6 empty] | 2022-09-01 | 0 | 0 | 0 | 0 | 0 | 0
[6 empty] | 2022-09-01 | 0 | 0 | 0 | 0 | 0 | 0
[6 empty] | 2022-09-01 | 0 | 0 | 0 | 0 | 0 | 0
[6 empty] | 2022-09-01 | 0 | 0 | 0 | 0 | 0 | 0
[6 empty] | 2022-09-01 | 0 | 0 | 0 | 0 | 0 | 0
[6 empty] | 2022-09-01 | 0 | 0 | 0 | 0 | 0 | 0
[6 empty] | 2022-09-01 | 0 | 0 | 0 | 0 | 0 | 0
[6 empty] | 2022-09-01 | 0 | 0 | 0 | 0 | 0 | 0
[6 empty] | 2022-09-01 | 0 | 0 | 0 | 0 | 0 | 0
[6 empty] | 2022-09-01 | 0 | 0 | 0 | 0 | 0 | 0
[6 empty] | 2022-09-01 | 0 | 0 | 0 | 0 | 0 | 0
[6 empty] | 2022-09-01 | 0 | 0 | 0 | 0 | 0 | 0
[6 empty] | 2022-09-01 | 0 | 0 | 0 | 0 | 0 | 0
[6 empty] | 2022-09-01 | 0 | 0 | 0 | 0 | 0 | 0
[6 empty] | 2022-09-01 | 0 | 0 | 0 | 0 | 0 | 0
[6 empty] | 2022-09-01 | 0 | 0 | 0 | 0 | 0 | 0
[6 empty] | 2022-09-01 | 0 | 0 | 0 | 0 | 0 | 0
[6 empty] | 2022-09-01 | 0 | 0 | 0 | 0 | 0 | 0
[6 empty] | 2022-09-01 | 0 | 0 | 0 | 0 | 0 | 0
[6 empty] | 2022-09-01 | 0 | 0 | 0 | 0 | 0 | 0
[6 empty] | 2022-09-01 | 0 | 0 | 0 | 0 | 0 | 0
[6 empty] | 2022-09-01 | 0 | 0 | 0 | 0 | 0 | 0
[6 empty] | 2022-09-01 | 0 | 0 | 0 | 0 | 0 | 0
[6 empty] | 2022-09-01 | 0 | 0 | 0 | 0 | 0 | 0
[6 empty] | 2022-09-01 | 0 | 0 | 0 | 0 | 0 | 0
[6 empty] | 2022-09-01 | 0 | 0 | 0 | 0 | 0 | 0
[6 empty] | 2022-09-01 | 0 | 0 | 0 | 0 | 0 | 0
[6 empty] | 2022-09-01 | 0 | 0 | 0 | 0 | 0 | 0
[6 empty] | 2022-09-01 | 0 | 0 | 0 | 0 | 0 | 0
[6 empty] | 2022-09-01 | 0 | 0 | 0 | 0 | 0 | 0
[6 empty] | 2022-09-01 | 0 | 0 | 0 | 0 | 0 | 0
[6 empty] | 2022-09-01 | 0 | 0 | 0 | 0 | 0 | 0
[6 empty] | 2022-09-01 | 0 | 0 | 0 | 0 | 0 | 0
[6 empty] | 2022-09-01 | 0 | 0 | 0 | 0 | 0 | 0
[6 empty] | 2022-09-01 | 0 | 0 | 0 | 0 | 0 | 0
[6 empty] | 2022-09-01 | 0 | 0 | 0 | 0 | 0 | 0
[6 empty] | 2022-09-01 | 0 | 0 | 0 | 0 | 0 | 0
[6 empty] | 2022-09-01 | 0 | 0 | 0 | 0 | 0 | 0
[6 empty] | 2022-09-01 | 0 | 0 | 0 | 0 | 0 | 0
[6 empty] | 2022-09-01 | 0 | 0 | 0 | 0 | 0 | 0
[6 empty] | 2022-09-01 | 0 | 0 | 0 | 0 | 0 | 0
[6 empty] | 2022-09-01 | 0 | 0 | 0 | 0 | 0 | 0
[6 empty] | 2022-09-01 | 0 | 0 | 0 | 0 | 0 | 0
[6 empty] | 2022-09-01 | 0 | 0 | 0 | 0 | 0 | 0
[6 empty] | 2022-09-01 | 0 | 0 | 0 | 0 | 0 | 0
[6 empty] | 2022-09-01 | 0 | 0 | 0 | 0 | 0 | 0
[6 empty] | 2022-09-01 | 0 | 0 | 0 | 0 | 0 | 0
[6 empty] | 2022-09-01 | 0 | 0 | 0 | 0 | 0 | 0
[6 empty] | 2022-09-01 | 0 | 0 | 0 | 0 | 0 | 0
[6 empty] | 2022-09-01 | 0 | 0 | 0 | 0 | 0 | 0
[6 empty] | 2022-09-01 | 0 | 0 | 0 | 0 | 0 | 0
[6 empty] | 2022-09-01 | 0 | 0 | 0 | 0 | 0 | 0
[6 empty] | 2022-09-01 | 0 | 0 | 0 | 0 | 0 | 0
[6 empty] | 2022-09-01 | 0 | 0 | 0 | 0 | 0 | 0
[6 empty] | 2022-09-01 | 0 | 0 | 0 | 0 | 0 | 0
[6 empty] | 2022-09-01 | 0 | 0 | 0 | 0 | 0 | 0
[6 empty] | 2022-09-01 | 0 | 0 | 0 | 0 | 0 | 0
[6 empty] | 2022-09-01 | 0 | 0 | 0 | 0 | 0 | 0
[6 empty] | 2022-09-01 | 0 | 0 | 0 | 0 | 0 | 0
[6 empty] | 2022-09-01 | 0 | 0 | 0 | 0 | 0 | 0
[6 empty] | 2022-09-01 | 0 | 0 | 0 | 0 | 0 | 0
[6 empty] | 2022-09-01 | 0 | 0 | 0 | 0 | 0 | 0
[6 empty] | 2022-09-01 | 0 | 0 | 0 | 0 | 0 | 0
[6 empty] | 2022-09-01 | 0 | 0 | 0 | 0 | 0 | 0
[6 empty] | 2022-09-01 | 0 | 0 | 0 | 0 | 0 | 0
[6 empty] | 2022-09-01 | 0 | 0 | 0 | 0 | 0 | 0
[6 empty] | 2022-09-01 | 0 | 0 | 0 | 0 | 0 | 0
[6 empty] | 2022-09-01 | 0 | 0 | 0 | 0 | 0 | 0
[6 empty] | 2022-09-01 | 0 | 0 | 0 | 0 | 0 | 0
[6 empty] | 2022-09-01 | 0 | 0 | 0 | 0 | 0 | 0
[6 empty] | 2022-09-01 | 0 | 0 | 0 | 0 | 0 | 0
[6 empty] | 2022-09-01 | 0 | 0 | 0 | 0 | 0 | 0
[6 empty] | 2022-09-01 | 0 | 0 | 0 | 0 | 0 | 0
[6 empty] | 2022-09-01 | 0 | 0 | 0 | 0 | 0 | 0
[6 empty] | 2022-09-01 | 0 | 0 | 0 | 0 | 0 | 0
[6 empty] | 2022-09-01 | 0 | 0 | 0 | 0 | 0 | 0
[6 empty] | 2022-09-01 | 0 | 0 | 0 | 0 | 0 | 0
[6 empty] | 2022-09-01 | 0 | 0 | 0 | 0 | 0 | 0
[6 empty] | 2022-09-01 | 0 | 0 | 0 | 0 | 0 | 0

## CCTV_UNIVIEW
CATEGORY | TYPE | MODEL | ITEM DESCRIPTION | OTHER DESCRIPTION | PURCHASE AMOUNT | Last Price Update Date | SRP (End-User) |  | DEALER's PRICE |  | CONTRACTOR's PRICE |  | REMARKS
[7 empty] | Small Volume (50% Mark-Up) | Big Volume (30% Mark-Up) | Small Volume (30% Mark-Up) | Big Volume (20% Mark-Up) | Small Volume (15% Mark-Up) | Big Volume (10% Mark-Up)
[7 empty] | 0 | 0 | 0 | 0 | 0 | 0
[7 empty] | 0 | 0 | 0 | 0 | 0 | 0
[7 empty] | 0 | 0 | 0 | 0 | 0 | 0
[7 empty] | 0 | 0 | 0 | 0 | 0 | 0
[7 empty] | 0 | 0 | 0 | 0 | 0 | 0
[7 empty] | 0 | 0 | 0 | 0 | 0 | 0
[7 empty] | 0 | 0 | 0 | 0 | 0 | 0
[7 empty] | 0 | 0 | 0 | 0 | 0 | 0
[7 empty] | 0 | 0 | 0 | 0 | 0 | 0
[7 empty] | 0 | 0 | 0 | 0 | 0 | 0
[7 empty] | 0 | 0 | 0 | 0 | 0 | 0
[7 empty] | 0 | 0 | 0 | 0 | 0 | 0
[7 empty] | 0 | 0 | 0 | 0 | 0 | 0
[7 empty] | 0 | 0 | 0 | 0 | 0 | 0
[7 empty] | 0 | 0 | 0 | 0 | 0 | 0
[7 empty] | 0 | 0 | 0 | 0 | 0 | 0
[7 empty] | 0 | 0 | 0 | 0 | 0 | 0
[7 empty] | 0 | 0 | 0 | 0 | 0 | 0
[7 empty] | 0 | 0 | 0 | 0 | 0 | 0
[7 empty] | 0 | 0 | 0 | 0 | 0 | 0
[7 empty] | 0 | 0 | 0 | 0 | 0 | 0
[7 empty] | 0 | 0 | 0 | 0 | 0 | 0
[7 empty] | 0 | 0 | 0 | 0 | 0 | 0
[7 empty] | 0 | 0 | 0 | 0 | 0 | 0
[7 empty] | 0 | 0 | 0 | 0 | 0 | 0
[7 empty] | 0 | 0 | 0 | 0 | 0 | 0
[7 empty] | 0 | 0 | 0 | 0 | 0 | 0
[7 empty] | 0 | 0 | 0 | 0 | 0 | 0
[7 empty] | 0 | 0 | 0 | 0 | 0 | 0
[7 empty] | 0 | 0 | 0 | 0 | 0 | 0
[7 empty] | 0 | 0 | 0 | 0 | 0 | 0
[7 empty] | 0 | 0 | 0 | 0 | 0 | 0
[7 empty] | 0 | 0 | 0 | 0 | 0 | 0
[7 empty] | 0 | 0 | 0 | 0 | 0 | 0
[7 empty] | 0 | 0 | 0 | 0 | 0 | 0
[7 empty] | 0 | 0 | 0 | 0 | 0 | 0
[7 empty] | 0 | 0 | 0 | 0 | 0 | 0
[7 empty] | 0 | 0 | 0 | 0 | 0 | 0
[7 empty] | 0 | 0 | 0 | 0 | 0 | 0
[7 empty] | 0 | 0 | 0 | 0 | 0 | 0
[7 empty] | 0 | 0 | 0 | 0 | 0 | 0
[7 empty] | 0 | 0 | 0 | 0 | 0 | 0
[7 empty] | 0 | 0 | 0 | 0 | 0 | 0
[7 empty] | 0 | 0 | 0 | 0 | 0 | 0
[7 empty] | 0 | 0 | 0 | 0 | 0 | 0
[7 empty] | 0 | 0 | 0 | 0 | 0 | 0
[7 empty] | 0 | 0 | 0 | 0 | 0 | 0
[7 empty] | 0 | 0 | 0 | 0 | 0 | 0
[7 empty] | 0 | 0 | 0 | 0 | 0 | 0
[7 empty] | 0 | 0 | 0 | 0 | 0 | 0
[7 empty] | 0 | 0 | 0 | 0 | 0 | 0
[7 empty] | 0 | 0 | 0 | 0 | 0 | 0
[7 empty] | 0 | 0 | 0 | 0 | 0 | 0
[7 empty] | 0 | 0 | 0 | 0 | 0 | 0
[7 empty] | 0 | 0 | 0 | 0 | 0 | 0
[7 empty] | 0 | 0 | 0 | 0 | 0 | 0
[7 empty] | 0 | 0 | 0 | 0 | 0 | 0
[7 empty] | 0 | 0 | 0 | 0 | 0 | 0
[7 empty] | 0 | 0 | 0 | 0 | 0 | 0
[7 empty] | 0 | 0 | 0 | 0 | 0 | 0
[7 empty] | 0 | 0 | 0 | 0 | 0 | 0
[6 empty] | 2022-09-01 | 0 | 0 | 0 | 0 | 0 | 0
[6 empty] | 2022-09-01 | 0 | 0 | 0 | 0 | 0 | 0
[6 empty] | 2022-09-01 | 0 | 0 | 0 | 0 | 0 | 0
[6 empty] | 2022-09-01 | 0 | 0 | 0 | 0 | 0 | 0
[6 empty] | 2022-09-01 | 0 | 0 | 0 | 0 | 0 | 0
[6 empty] | 2022-09-01 | 0 | 0 | 0 | 0 | 0 | 0
[6 empty] | 2022-09-01 | 0 | 0 | 0 | 0 | 0 | 0
[6 empty] | 2022-09-01 | 0 | 0 | 0 | 0 | 0 | 0
[6 empty] | 2022-09-01 | 0 | 0 | 0 | 0 | 0 | 0
[6 empty] | 2022-09-01 | 0 | 0 | 0 | 0 | 0 | 0
[6 empty] | 2022-09-01 | 0 | 0 | 0 | 0 | 0 | 0
[6 empty] | 2022-09-01 | 0 | 0 | 0 | 0 | 0 | 0
[6 empty] | 2022-09-01 | 0 | 0 | 0 | 0 | 0 | 0
[6 empty] | 2022-09-01 | 0 | 0 | 0 | 0 | 0 | 0
[6 empty] | 2022-09-01 | 0 | 0 | 0 | 0 | 0 | 0
[6 empty] | 2022-09-01 | 0 | 0 | 0 | 0 | 0 | 0
[6 empty] | 2022-09-01 | 0 | 0 | 0 | 0 | 0 | 0
[6 empty] | 2022-09-01 | 0 | 0 | 0 | 0 | 0 | 0
[6 empty] | 2022-09-01 | 0 | 0 | 0 | 0 | 0 | 0
[6 empty] | 2022-09-01 | 0 | 0 | 0 | 0 | 0 | 0
[6 empty] | 2022-09-01 | 0 | 0 | 0 | 0 | 0 | 0
[6 empty] | 2022-09-01 | 0 | 0 | 0 | 0 | 0 | 0
[6 empty] | 2022-09-01 | 0 | 0 | 0 | 0 | 0 | 0
[6 empty] | 2022-09-01 | 0 | 0 | 0 | 0 | 0 | 0
[6 empty] | 2022-09-01 | 0 | 0 | 0 | 0 | 0 | 0
[6 empty] | 2022-09-01 | 0 | 0 | 0 | 0 | 0 | 0
[6 empty] | 2022-09-01 | 0 | 0 | 0 | 0 | 0 | 0
[6 empty] | 2022-09-01 | 0 | 0 | 0 | 0 | 0 | 0
[6 empty] | 2022-09-01 | 0 | 0 | 0 | 0 | 0 | 0
[6 empty] | 2022-09-01 | 0 | 0 | 0 | 0 | 0 | 0
[6 empty] | 2022-09-01 | 0 | 0 | 0 | 0 | 0 | 0
[6 empty] | 2022-09-01 | 0 | 0 | 0 | 0 | 0 | 0
[6 empty] | 2022-09-01 | 0 | 0 | 0 | 0 | 0 | 0
[6 empty] | 2022-09-01 | 0 | 0 | 0 | 0 | 0 | 0
[6 empty] | 2022-09-01 | 0 | 0 | 0 | 0 | 0 | 0
[6 empty] | 2022-09-01 | 0 | 0 | 0 | 0 | 0 | 0
[6 empty] | 2022-09-01 | 0 | 0 | 0 | 0 | 0 | 0
[6 empty] | 2022-09-01 | 0 | 0 | 0 | 0 | 0 | 0
[6 empty] | 2022-09-01 | 0 | 0 | 0 | 0 | 0 | 0
[6 empty] | 2022-09-01 | 0 | 0 | 0 | 0 | 0 | 0
[6 empty] | 2022-09-01 | 0 | 0 | 0 | 0 | 0 | 0
[6 empty] | 2022-09-01 | 0 | 0 | 0 | 0 | 0 | 0
[6 empty] | 2022-09-01 | 0 | 0 | 0 | 0 | 0 | 0
[6 empty] | 2022-09-01 | 0 | 0 | 0 | 0 | 0 | 0
[6 empty] | 2022-09-01 | 0 | 0 | 0 | 0 | 0 | 0
[6 empty] | 2022-09-01 | 0 | 0 | 0 | 0 | 0 | 0
[6 empty] | 2022-09-01 | 0 | 0 | 0 | 0 | 0 | 0
[6 empty] | 2022-09-01 | 0 | 0 | 0 | 0 | 0 | 0
[6 empty] | 2022-09-01 | 0 | 0 | 0 | 0 | 0 | 0
[6 empty] | 2022-09-01 | 0 | 0 | 0 | 0 | 0 | 0
[6 empty] | 2022-09-01 | 0 | 0 | 0 | 0 | 0 | 0
[6 empty] | 2022-09-01 | 0 | 0 | 0 | 0 | 0 | 0
[6 empty] | 2022-09-01 | 0 | 0 | 0 | 0 | 0 | 0
[6 empty] | 2022-09-01 | 0 | 0 | 0 | 0 | 0 | 0
[6 empty] | 2022-09-01 | 0 | 0 | 0 | 0 | 0 | 0
[6 empty] | 2022-09-01 | 0 | 0 | 0 | 0 | 0 | 0
[6 empty] | 2022-09-01 | 0 | 0 | 0 | 0 | 0 | 0
[6 empty] | 2022-09-01 | 0 | 0 | 0 | 0 | 0 | 0
[6 empty] | 2022-09-01 | 0 | 0 | 0 | 0 | 0 | 0
[6 empty] | 2022-09-01 | 0 | 0 | 0 | 0 | 0 | 0
[6 empty] | 2022-09-01 | 0 | 0 | 0 | 0 | 0 | 0
[6 empty] | 2022-09-01 | 0 | 0 | 0 | 0 | 0 | 0
[6 empty] | 2022-09-01 | 0 | 0 | 0 | 0 | 0 | 0
[6 empty] | 2022-09-01 | 0 | 0 | 0 | 0 | 0 | 0
[6 empty] | 2022-09-01 | 0 | 0 | 0 | 0 | 0 | 0
[6 empty] | 2022-09-01 | 0 | 0 | 0 | 0 | 0 | 0
[6 empty] | 2022-09-01 | 0 | 0 | 0 | 0 | 0 | 0
[6 empty] | 2022-09-01 | 0 | 0 | 0 | 0 | 0 | 0
[6 empty] | 2022-09-01 | 0 | 0 | 0 | 0 | 0 | 0
[6 empty] | 2022-09-01 | 0 | 0 | 0 | 0 | 0 | 0
[6 empty] | 2022-09-01 | 0 | 0 | 0 | 0 | 0 | 0
[6 empty] | 2022-09-01 | 0 | 0 | 0 | 0 | 0 | 0
[6 empty] | 2022-09-01 | 0 | 0 | 0 | 0 | 0 | 0
[6 empty] | 2022-09-01 | 0 | 0 | 0 | 0 | 0 | 0
[6 empty] | 2022-09-01 | 0 | 0 | 0 | 0 | 0 | 0
[6 empty] | 2022-09-01 | 0 | 0 | 0 | 0 | 0 | 0
[6 empty] | 2022-09-01 | 0 | 0 | 0 | 0 | 0 | 0
[6 empty] | 2022-09-01 | 0 | 0 | 0 | 0 | 0 | 0
[6 empty] | 2022-09-01 | 0 | 0 | 0 | 0 | 0 | 0
[6 empty] | 2022-09-01 | 0 | 0 | 0 | 0 | 0 | 0
[6 empty] | 2022-09-01 | 0 | 0 | 0 | 0 | 0 | 0
[6 empty] | 2022-09-01 | 0 | 0 | 0 | 0 | 0 | 0
[6 empty] | 2022-09-01 | 0 | 0 | 0 | 0 | 0 | 0
[6 empty] | 2022-09-01 | 0 | 0 | 0 | 0 | 0 | 0
[6 empty] | 2022-09-01 | 0 | 0 | 0 | 0 | 0 | 0
[6 empty] | 2022-09-01 | 0 | 0 | 0 | 0 | 0 | 0
[6 empty] | 2022-09-01 | 0 | 0 | 0 | 0 | 0 | 0
[6 empty] | 2022-09-01 | 0 | 0 | 0 | 0 | 0 | 0
[6 empty] | 2022-09-01 | 0 | 0 | 0 | 0 | 0 | 0
[6 empty] | 2022-09-01 | 0 | 0 | 0 | 0 | 0 | 0
[6 empty] | 2022-09-01 | 0 | 0 | 0 | 0 | 0 | 0
[6 empty] | 2022-09-01 | 0 | 0 | 0 | 0 | 0 | 0
[6 empty] | 2022-09-01 | 0 | 0 | 0 | 0 | 0 | 0
[6 empty] | 2022-09-01 | 0 | 0 | 0 | 0 | 0 | 0
[6 empty] | 2022-09-01 | 0 | 0 | 0 | 0 | 0 | 0
[6 empty] | 2022-09-01 | 0 | 0 | 0 | 0 | 0 | 0
[6 empty] | 2022-09-01 | 0 | 0 | 0 | 0 | 0 | 0
[6 empty] | 2022-09-01 | 0 | 0 | 0 | 0 | 0 | 0
[6 empty] | 2022-09-01 | 0 | 0 | 0 | 0 | 0 | 0
[6 empty] | 2022-09-01 | 0 | 0 | 0 | 0 | 0 | 0
[6 empty] | 2022-09-01 | 0 | 0 | 0 | 0 | 0 | 0
[6 empty] | 2022-09-01 | 0 | 0 | 0 | 0 | 0 | 0
[6 empty] | 2022-09-01 | 0 | 0 | 0 | 0 | 0 | 0
[6 empty] | 2022-09-01 | 0 | 0 | 0 | 0 | 0 | 0
[6 empty] | 2022-09-01 | 0 | 0 | 0 | 0 | 0 | 0
[6 empty] | 2022-09-01 | 0 | 0 | 0 | 0 | 0 | 0
[6 empty] | 2022-09-01 | 0 | 0 | 0 | 0 | 0 | 0
[6 empty] | 2022-09-01 | 0 | 0 | 0 | 0 | 0 | 0
[6 empty] | 2022-09-01 | 0 | 0 | 0 | 0 | 0 | 0
[6 empty] | 2022-09-01 | 0 | 0 | 0 | 0 | 0 | 0
[6 empty] | 2022-09-01 | 0 | 0 | 0 | 0 | 0 | 0
[6 empty] | 2022-09-01 | 0 | 0 | 0 | 0 | 0 | 0
[6 empty] | 2022-09-01 | 0 | 0 | 0 | 0 | 0 | 0
[6 empty] | 2022-09-01 | 0 | 0 | 0 | 0 | 0 | 0
[6 empty] | 2022-09-01 | 0 | 0 | 0 | 0 | 0 | 0
[6 empty] | 2022-09-01 | 0 | 0 | 0 | 0 | 0 | 0
[6 empty] | 2022-09-01 | 0 | 0 | 0 | 0 | 0 | 0
[6 empty] | 2022-09-01 | 0 | 0 | 0 | 0 | 0 | 0
[6 empty] | 2022-09-01 | 0 | 0 | 0 | 0 | 0 | 0
[6 empty] | 2022-09-01 | 0 | 0 | 0 | 0 | 0 | 0
[6 empty] | 2022-09-01 | 0 | 0 | 0 | 0 | 0 | 0
[6 empty] | 2022-09-01 | 0 | 0 | 0 | 0 | 0 | 0
[6 empty] | 2022-09-01 | 0 | 0 | 0 | 0 | 0 | 0
[6 empty] | 2022-09-01 | 0 | 0 | 0 | 0 | 0 | 0
[6 empty] | 2022-09-01 | 0 | 0 | 0 | 0 | 0 | 0
[6 empty] | 2022-09-01 | 0 | 0 | 0 | 0 | 0 | 0
[6 empty] | 2022-09-01 | 0 | 0 | 0 | 0 | 0 | 0
[6 empty] | 2022-09-01 | 0 | 0 | 0 | 0 | 0 | 0
[6 empty] | 2022-09-01 | 0 | 0 | 0 | 0 | 0 | 0
[6 empty] | 2022-09-01 | 0 | 0 | 0 | 0 | 0 | 0
[6 empty] | 2022-09-01 | 0 | 0 | 0 | 0 | 0 | 0
[6 empty] | 2022-09-01 | 0 | 0 | 0 | 0 | 0 | 0
[6 empty] | 2022-09-01 | 0 | 0 | 0 | 0 | 0 | 0
[6 empty] | 2022-09-01 | 0 | 0 | 0 | 0 | 0 | 0
[6 empty] | 2022-09-01 | 0 | 0 | 0 | 0 | 0 | 0
[6 empty] | 2022-09-01 | 0 | 0 | 0 | 0 | 0 | 0
[6 empty] | 2022-09-01 | 0 | 0 | 0 | 0 | 0 | 0
[6 empty] | 2022-09-01 | 0 | 0 | 0 | 0 | 0 | 0
[6 empty] | 2022-09-01 | 0 | 0 | 0 | 0 | 0 | 0
[6 empty] | 2022-09-01 | 0 | 0 | 0 | 0 | 0 | 0
[6 empty] | 2022-09-01 | 0 | 0 | 0 | 0 | 0 | 0
[6 empty] | 2022-09-01 | 0 | 0 | 0 | 0 | 0 | 0
[6 empty] | 2022-09-01 | 0 | 0 | 0 | 0 | 0 | 0
[6 empty] | 2022-09-01 | 0 | 0 | 0 | 0 | 0 | 0
[6 empty] | 2022-09-01 | 0 | 0 | 0 | 0 | 0 | 0
[6 empty] | 2022-09-01 | 0 | 0 | 0 | 0 | 0 | 0
[6 empty] | 2022-09-01 | 0 | 0 | 0 | 0 | 0 | 0
[6 empty] | 2022-09-01 | 0 | 0 | 0 | 0 | 0 | 0
[6 empty] | 2022-09-01 | 0 | 0 | 0 | 0 | 0 | 0
[6 empty] | 2022-09-01 | 0 | 0 | 0 | 0 | 0 | 0
[6 empty] | 2022-09-01 | 0 | 0 | 0 | 0 | 0 | 0
[6 empty] | 2022-09-01 | 0 | 0 | 0 | 0 | 0 | 0
[6 empty] | 2022-09-01 | 0 | 0 | 0 | 0 | 0 | 0
[6 empty] | 2022-09-01 | 0 | 0 | 0 | 0 | 0 | 0
[6 empty] | 2022-09-01 | 0 | 0 | 0 | 0 | 0 | 0
[6 empty] | 2022-09-01 | 0 | 0 | 0 | 0 | 0 | 0
[6 empty] | 2022-09-01 | 0 | 0 | 0 | 0 | 0 | 0
[6 empty] | 2022-09-01 | 0 | 0 | 0 | 0 | 0 | 0
[6 empty] | 2022-09-01 | 0 | 0 | 0 | 0 | 0 | 0
[6 empty] | 2022-09-01 | 0 | 0 | 0 | 0 | 0 | 0
[6 empty] | 2022-09-01 | 0 | 0 | 0 | 0 | 0 | 0
[6 empty] | 2022-09-01 | 0 | 0 | 0 | 0 | 0 | 0
[6 empty] | 2022-09-01 | 0 | 0 | 0 | 0 | 0 | 0
[6 empty] | 2022-09-01 | 0 | 0 | 0 | 0 | 0 | 0
[6 empty] | 2022-09-01 | 0 | 0 | 0 | 0 | 0 | 0
[6 empty] | 2022-09-01 | 0 | 0 | 0 | 0 | 0 | 0
[6 empty] | 2022-09-01 | 0 | 0 | 0 | 0 | 0 | 0
[6 empty] | 2022-09-01 | 0 | 0 | 0 | 0 | 0 | 0
[6 empty] | 2022-09-01 | 0 | 0 | 0 | 0 | 0 | 0
[6 empty] | 2022-09-01 | 0 | 0 | 0 | 0 | 0 | 0
[6 empty] | 2022-09-01 | 0 | 0 | 0 | 0 | 0 | 0
[6 empty] | 2022-09-01 | 0 | 0 | 0 | 0 | 0 | 0
[6 empty] | 2022-09-01 | 0 | 0 | 0 | 0 | 0 | 0
[6 empty] | 2022-09-01 | 0 | 0 | 0 | 0 | 0 | 0
[6 empty] | 2022-09-01 | 0 | 0 | 0 | 0 | 0 | 0
[6 empty] | 2022-09-01 | 0 | 0 | 0 | 0 | 0 | 0
[6 empty] | 2022-09-01 | 0 | 0 | 0 | 0 | 0 | 0
[6 empty] | 2022-09-01 | 0 | 0 | 0 | 0 | 0 | 0
[6 empty] | 2022-09-01 | 0 | 0 | 0 | 0 | 0 | 0
[6 empty] | 2022-09-01 | 0 | 0 | 0 | 0 | 0 | 0
[6 empty] | 2022-09-01 | 0 | 0 | 0 | 0 | 0 | 0
[6 empty] | 2022-09-01 | 0 | 0 | 0 | 0 | 0 | 0
[6 empty] | 2022-09-01 | 0 | 0 | 0 | 0 | 0 | 0
[6 empty] | 2022-09-01 | 0 | 0 | 0 | 0 | 0 | 0
[6 empty] | 2022-09-01 | 0 | 0 | 0 | 0 | 0 | 0
[6 empty] | 2022-09-01 | 0 | 0 | 0 | 0 | 0 | 0
[6 empty] | 2022-09-01 | 0 | 0 | 0 | 0 | 0 | 0
[6 empty] | 2022-09-01 | 0 | 0 | 0 | 0 | 0 | 0
[6 empty] | 2022-09-01 | 0 | 0 | 0 | 0 | 0 | 0
[6 empty] | 2022-09-01 | 0 | 0 | 0 | 0 | 0 | 0
[6 empty] | 2022-09-01 | 0 | 0 | 0 | 0 | 0 | 0
[6 empty] | 2022-09-01 | 0 | 0 | 0 | 0 | 0 | 0
[6 empty] | 2022-09-01 | 0 | 0 | 0 | 0 | 0 | 0
[6 empty] | 2022-09-01 | 0 | 0 | 0 | 0 | 0 | 0
[6 empty] | 2022-09-01 | 0 | 0 | 0 | 0 | 0 | 0
[6 empty] | 2022-09-01 | 0 | 0 | 0 | 0 | 0 | 0
[6 empty] | 2022-09-01 | 0 | 0 | 0 | 0 | 0 | 0
[6 empty] | 2022-09-01 | 0 | 0 | 0 | 0 | 0 | 0
[6 empty] | 2022-09-01 | 0 | 0 | 0 | 0 | 0 | 0
[6 empty] | 2022-09-01 | 0 | 0 | 0 | 0 | 0 | 0
[6 empty] | 2022-09-01 | 0 | 0 | 0 | 0 | 0 | 0
[6 empty] | 2022-09-01 | 0 | 0 | 0 | 0 | 0 | 0
[6 empty] | 2022-09-01 | 0 | 0 | 0 | 0 | 0 | 0
[6 empty] | 2022-09-01 | 0 | 0 | 0 | 0 | 0 | 0
[6 empty] | 2022-09-01 | 0 | 0 | 0 | 0 | 0 | 0
[6 empty] | 2022-09-01 | 0 | 0 | 0 | 0 | 0 | 0
[6 empty] | 2022-09-01 | 0 | 0 | 0 | 0 | 0 | 0
[6 empty] | 2022-09-01 | 0 | 0 | 0 | 0 | 0 | 0
[6 empty] | 2022-09-01 | 0 | 0 | 0 | 0 | 0 | 0
[6 empty] | 2022-09-01 | 0 | 0 | 0 | 0 | 0 | 0
[6 empty] | 2022-09-01 | 0 | 0 | 0 | 0 | 0 | 0
[6 empty] | 2022-09-01 | 0 | 0 | 0 | 0 | 0 | 0
[6 empty] | 2022-09-01 | 0 | 0 | 0 | 0 | 0 | 0
[6 empty] | 2022-09-01 | 0 | 0 | 0 | 0 | 0 | 0
[6 empty] | 2022-09-01 | 0 | 0 | 0 | 0 | 0 | 0
[6 empty] | 2022-09-01 | 0 | 0 | 0 | 0 | 0 | 0
[6 empty] | 2022-09-01 | 0 | 0 | 0 | 0 | 0 | 0
[6 empty] | 2022-09-01 | 0 | 0 | 0 | 0 | 0 | 0
[6 empty] | 2022-09-01 | 0 | 0 | 0 | 0 | 0 | 0
[6 empty] | 2022-09-01 | 0 | 0 | 0 | 0 | 0 | 0
[6 empty] | 2022-09-01 | 0 | 0 | 0 | 0 | 0 | 0
[6 empty] | 2022-09-01 | 0 | 0 | 0 | 0 | 0 | 0
[6 empty] | 2022-09-01 | 0 | 0 | 0 | 0 | 0 | 0
[6 empty] | 2022-09-01 | 0 | 0 | 0 | 0 | 0 | 0
[6 empty] | 2022-09-01 | 0 | 0 | 0 | 0 | 0 | 0
[6 empty] | 2022-09-01 | 0 | 0 | 0 | 0 | 0 | 0
[6 empty] | 2022-09-01 | 0 | 0 | 0 | 0 | 0 | 0
[6 empty] | 2022-09-01 | 0 | 0 | 0 | 0 | 0 | 0
[6 empty] | 2022-09-01 | 0 | 0 | 0 | 0 | 0 | 0
[6 empty] | 2022-09-01 | 0 | 0 | 0 | 0 | 0 | 0
[6 empty] | 2022-09-01 | 0 | 0 | 0 | 0 | 0 | 0
[6 empty] | 2022-09-01 | 0 | 0 | 0 | 0 | 0 | 0
[6 empty] | 2022-09-01 | 0 | 0 | 0 | 0 | 0 | 0
[6 empty] | 2022-09-01 | 0 | 0 | 0 | 0 | 0 | 0
[6 empty] | 2022-09-01 | 0 | 0 | 0 | 0 | 0 | 0
[6 empty] | 2022-09-01 | 0 | 0 | 0 | 0 | 0 | 0
[6 empty] | 2022-09-01 | 0 | 0 | 0 | 0 | 0 | 0
[6 empty] | 2022-09-01 | 0 | 0 | 0 | 0 | 0 | 0
[6 empty] | 2022-09-01 | 0 | 0 | 0 | 0 | 0 | 0
[6 empty] | 2022-09-01 | 0 | 0 | 0 | 0 | 0 | 0
[6 empty] | 2022-09-01 | 0 | 0 | 0 | 0 | 0 | 0
[6 empty] | 2022-09-01 | 0 | 0 | 0 | 0 | 0 | 0
[6 empty] | 2022-09-01 | 0 | 0 | 0 | 0 | 0 | 0
[6 empty] | 2022-09-01 | 0 | 0 | 0 | 0 | 0 | 0
[6 empty] | 2022-09-01 | 0 | 0 | 0 | 0 | 0 | 0
[6 empty] | 2022-09-01 | 0 | 0 | 0 | 0 | 0 | 0
[6 empty] | 2022-09-01 | 0 | 0 | 0 | 0 | 0 | 0
[6 empty] | 2022-09-01 | 0 | 0 | 0 | 0 | 0 | 0
[6 empty] | 2022-09-01 | 0 | 0 | 0 | 0 | 0 | 0
[6 empty] | 2022-09-01 | 0 | 0 | 0 | 0 | 0 | 0
[6 empty] | 2022-09-01 | 0 | 0 | 0 | 0 | 0 | 0
[6 empty] | 2022-09-01 | 0 | 0 | 0 | 0 | 0 | 0
[6 empty] | 2022-09-01 | 0 | 0 | 0 | 0 | 0 | 0
[6 empty] | 2022-09-01 | 0 | 0 | 0 | 0 | 0 | 0
[6 empty] | 2022-09-01 | 0 | 0 | 0 | 0 | 0 | 0
[6 empty] | 2022-09-01 | 0 | 0 | 0 | 0 | 0 | 0
[6 empty] | 2022-09-01 | 0 | 0 | 0 | 0 | 0 | 0
[6 empty] | 2022-09-01 | 0 | 0 | 0 | 0 | 0 | 0
[6 empty] | 2022-09-01 | 0 | 0 | 0 | 0 | 0 | 0
[6 empty] | 2022-09-01 | 0 | 0 | 0 | 0 | 0 | 0
[6 empty] | 2022-09-01 | 0 | 0 | 0 | 0 | 0 | 0
[6 empty] | 2022-09-01 | 0 | 0 | 0 | 0 | 0 | 0
[6 empty] | 2022-09-01 | 0 | 0 | 0 | 0 | 0 | 0
[6 empty] | 2022-09-01 | 0 | 0 | 0 | 0 | 0 | 0
[6 empty] | 2022-09-01 | 0 | 0 | 0 | 0 | 0 | 0
[6 empty] | 2022-09-01 | 0 | 0 | 0 | 0 | 0 | 0

## CCTV_AVTECH
TYPE | MODEL | ITEM DESCRIPTION | OTHER DESCRIPTION | OTHER SUPPLIER | PURCHASE AMOUNT (vat-ex) | Last Price Update Date | SRP (End-User) |  | DEALER's PRICE |  | CONTRACTOR's PRICE |  | REMARKS
[7 empty] | Small Volume (50% Mark-Up) | Big Volume (30% Mark-Up) | Small Volume (30% Mark-Up) | Big Volume (20% Mark-Up) | Small Volume (15% Mark-Up) | Big Volume (10% Mark-Up) | SRP, DP AND CP WERE BASED FROM THE AMOUNT IN ROW G
IP | DGM2203 | 2MP Starlight IR Dome IP Camera |  |  | 2900 | 2022-08-01 | 4350 | 3770 | 3770 | 3480 | 3335 | 3190
IP | DGM1104 | 2MP IR Dome IP Camera |  |  | 2500 | 2022-08-01 | 3750 | 3250 | 3250 | 3000 | 2875 | 2750
IP | AVM311 | 1.3MP VANDAL-PROOF IP CAMERA |  |  | 3200 | 2022-08-01 | 4800 | 4160 | 4160 | 3840 | 3680 | 3520
IP | AVM2220 | 2.0MP IR Dome IP Camera |  |  | 3200 | 2022-08-01 | 4800 | 4160 | 4160 | 3840 | 3680 | 3520
IP | AVM521CN | 2.0MP IR Dome IP Camera |  |  | 4460 | 2022-08-01 | 6690 | 5798 | 5798 | 5352 | 5129 | 4906
IP | AVM543 | 2MP IR Dome IP Camera |  |  | 9900 | 2022-08-01 | 14850 | 12870 | 12870 | 11880 | 11385 | 10890
IP | AVM503 | 2.0MP WDR Dome IP Camera |  |  | 10100 | 2022-08-01 | 15150 | 13130 | 13130 | 12120 | 11615 | 11110
IP | AVM542FN | 2.0MP Outdoor WDR Dome IP Camera |  |  | 10800 | 2022-08-01 | 16200 | 14040 | 14040 | 12960 | 12420 | 11880
IP | DGM5406 | 5MP H.265 IR Dome IP Camera |  |  | 5000 | 2022-08-01 | 7500 | 6500 | 6500 | 6000 | 5750 | 5500
IP | AVM358 | 1.3MP IR Bullet IP Camera |  |  | 3500 | 2022-08-01 | 5250 | 4550 | 4550 | 4200 | 4025 | 3850
IP | AVM365A | 1.3MP IR Network Camera |  |  | 5700 | 2022-08-01 | 8550 | 7410 | 7410 | 6840 | 6555 | 6270
IP | AVM359AN | 1.3MP Vari-focal IP Camera |  |  | 6500 | 2022-08-01 | 9750 | 8450 | 8450 | 7800 | 7475 | 7150
IP | DGM2103 | 2MP Starlight IR Bullet IP Camera |  |  | 2900 | 2022-08-01 | 4350 | 3770 | 3770 | 3480 | 3335 | 3190
IP | DGM1105 | 2MP IR Bullet IP Camera |  |  | 2500 | 2022-08-01 | 3750 | 3250 | 3250 | 3000 | 2875 | 2750
IP | DGM1306 | 2MP IR Bullet IP Camera |  |  | 4200 | 2022-08-01 | 6300 | 5460 | 5460 | 5040 | 4830 | 4620
IP | AVM2451 | 2MP IR Bullet IP Camera |  |  | 4500 | 2022-08-01 | 6750 | 5850 | 5850 | 5400 | 5175 | 4950
IP | AVN807 | 1.3 Megapixel IR Network Camera |  |  | 7100 | 2022-08-01 | 10650 | 9230 | 9230 | 8520 | 8165 | 7810
IP | AVM553JN | 2.0 MP IR Bullet IP Camera |  |  | 5500 | 2022-08-01 | 8250 | 7150 | 7150 | 6600 | 6325 | 6050
IP | AVN263ZN | Outdoor H.264 Network Camera |  |  | 9500 | 2022-08-01 | 14250 | 12350 | 12350 | 11400 | 10925 | 10450
IP | AVN362 | 1.3 Megapixel Outdoor HD IR Network Camera |  |  | 9500 | 2022-08-01 | 14250 | 12350 | 12350 | 11400 | 10925 | 10450
IP | AVM561JN | 2MP 10X Zoom Vari-focal IP Camera |  |  | 12000 | 2022-08-01 | 18000 | 15600 | 15600 | 14400 | 13800 | 13200
IP | AVM561N | 2MP 10X Zoom Vari-focal IP Camera |  |  | 14500 | 2022-08-01 | 21750 | 18850 | 18850 | 17400 | 16675 | 15950
IP | AVM565IR | 2.0 Megapixel IR Network Camera |  |  | 14800 | 2022-08-01 | 22200 | 19240 | 19240 | 17760 | 17020 | 16280
IP | AVP561 | 2MP 120dB WDR 10X Coaxial Solid Light Bullet |  |  | 15380 | 2022-08-01 | 23070 | 19994 | 19994 | 18456 | 17687 | 16918
IP | DGM5606 | 5MP H.265 IR Bullet IP Camera |  |  | 5000 | 2022-08-01 | 7500 | 6500 | 6500 | 6000 | 5750 | 5500
IP | AVM571FN | 2MP 10X PTZ IP Camera |  |  | 22000 | 2022-08-01 | 33000 | 28600 | 28600 | 26400 | 25300 | 24200
IP | AVP571 | 2MP 20X PTZ IP Camera |  |  | 21500 | 2022-08-01 | 32250 | 27950 | 27950 | 25800 | 24725 | 23650
IP | AVM2592L | 2MP 20X PTZ IP Camera |  |  | 27355 | 2022-08-01 | 41032.5 | 35561.5 | 35561.5 | 32826 | 31458.25 | 30090.5
IP | AVZ592 | Tribrid 2MP 20X Speed Dome Camera |  |  | 34920 | 2022-08-01 | 52380 | 45396 | 45396 | 41904 | 40158 | 38412
IP | AVM583N | 2MP 20X PTZ IP Camera |  |  | 38600 | 2022-08-01 | 57900 | 50180 | 50180 | 46320 | 44390 | 42460
IP | AVH304EA | 4CH Push Video HD Video Recorder |  |  | 3200 | 2022-08-01 | 4800 | 4160 | 4160 | 3840 | 3680 | 3520
IP | AVH0401 | 4CH HD Video Recorder |  |  | 7000 | 2022-08-01 | 10500 | 9100 | 9100 | 8400 | 8050 | 7700
IP | AVH408P | 8CH Push Video HD Video Recorder |  |  | 5800 | 2022-08-01 | 8700 | 7540 | 7540 | 6960 | 6670 | 6380
IP | AVH1109 | 9CH H.265 NVR w/ 8CH POE |  |  | 6300 | 2022-08-01 | 9450 | 8190 | 8190 | 7560 | 7245 | 6930
IP | DGH1109 | 9CH H.265 NVR w/ 8CH POE |  |  | 6585 | 2022-08-01 | 9877.5 | 8560.5 | 8560.5 | 7902 | 7572.75 | 7243.5
IP | AVH315 | 16CH NETWORK VIDEO RECORDER |  |  | 8200 | 2022-08-01 | 12300 | 10660 | 10660 | 9840 | 9430 | 9020
IP | AVH2116 | 16CH H.265 NVR w/ 8CH POE |  |  | 11770 | 2022-08-01 | 17655 | 15301 | 15301 | 14124 | 13535.5 | 12947
IP | DGH2115 | 16CH H.265 NVR w/ 8CH POE |  |  | 8500 | 2022-08-01 | 12750 | 11050 | 11050 | 10200 | 9775 | 9350
IP | DGH2116 | 16CH H.265 NVR w/ 8CH POE |  |  | 10650 | 2022-08-01 | 15975 | 13845 | 13845 | 12780 | 12247.5 | 11715
IP | AVH317 | 16CH HD Video Recorder (HDMI & VGA Video Output) |  |  | 10200 | 2022-08-01 | 15300 | 13260 | 13260 | 12240 | 11730 | 11220
IP | AVH516B PUSH | 16CH 2MP Real-Time NVR |  |  | 13000 | 2022-08-01 | 19500 | 16900 | 16900 | 15600 | 14950 | 14300
IP | AVH516 Plus | 16CH Industrial Redundancy NVR + 10-Bay Disk Array + Seamless Recording |  |  | 89000 | 2022-08-01 | 133500 | 115700 | 115700 | 106800 | 102350 | 97900
IP | AVH516 FOS | 16CH Fail Over System NVR |  |  | 59340 | 2022-08-01 | 89010 | 77142 | 77142 | 71208 | 68241 | 65274
IP | AVH8516 | 8-Bay 16CH 5MP Real-time H.265 NVR |  |  | 13700 | 2022-08-01 | 20550 | 17810 | 17810 | 16440 | 15755 | 15070
IP | AVH8536 | 8-Bay 36CH 8MP Real-time H.265 NVR |  |  | 47300 | 2022-08-01 | 70950 | 61490 | 61490 | 56760 | 54395 | 52030
IP | DGH8536 | 8-Bay 36CH 8MP Real-time H.265 NVR |  |  | 24420 | 2022-08-01 | 36630 | 31746 | 31746 | 29304 | 28083 | 26862
IP | AVH364 | 64CH NVR (TV Wall Building) |  |  | 43370 | 2022-08-01 | 65055 | 56381 | 56381 | 52044 | 49875.5 | 47707
IP | AVX912R6 | POC (Power over Coaxial) Converter |  |  | 11500 | 2022-08-01 | 17250 | 14950 | 14950 | 13800 | 13225 | 12650
IP | AVX992 | 10-Bay Disk Array |  |  | 31700 | 2022-08-01 | 47550 | 41210 | 41210 | 38040 | 36455 | 34870
IP | AVX997 | 10-Bay Disk Array (w/ RAID5) |  |  | 38000 | 2022-08-01 | 57000 | 49400 | 49400 | 45600 | 43700 | 41800
IP | PV01 | This wireless kit includes an alarm receiver, a PIR sensor, magnetic contacts, and a remote controller. They're all paired already for quick setup and can be used with AVTECH Push Video systems to get instant event notifications. |  |  | 1040 | 2022-08-01 | 1560 | 1352 | 1352 | 1248 | 1196 | 1144
IP | AVX102 | USB PTZ Joystick |  |  | 6400 | 2022-08-01 | 9600 | 8320 | 8320 | 7680 | 7360 | 7040
IP | VGA02B | VGA Converter |  |  | 2200 | 2022-08-01 | 3300 | 2860 | 2860 | 2640 | 2530 | 2420
IP | AVX912A KIT | EoC (Ethernet over Coaxial) Converter |  |  | 4115 | 2022-08-01 | 6172.5 | 5349.5 | 5349.5 | 4938 | 4732.25 | 4526.5
IP | AVX912R | EoC RECEIVER (Coaxial & LAN port; 22 Mbps Transmission Speed; LED Light Inidicator) |  |  | 1900 | 2022-08-01 | 2850 | 2470 | 2470 | 2280 | 2185 | 2090
IP | AVX912T | EoC TRANSMITTER (Coaxial & LAN port; 22 Mbps Transmission Speed; LED Light Inidicator) |  |  | 1900 | 2022-08-01 | 2850 | 2470 | 2470 | 2280 | 2185 | 2090
IP | AVX916T | HD Video Extender |  |  | 4450 | 2022-08-01 | 6675 | 5785 | 5785 | 5340 | 5117.5 | 4895
IP | AVX916R | HD Video Extender |  |  | 4450 | 2022-08-01 | 6675 | 5785 | 5785 | 5340 | 5117.5 | 4895
IP | YGN2003 | Panoramic Navigation Pan/Tilt H.265 2MP Wireless Camera |  |  | 2500 | 2022-08-01 | 3750 | 3250 | 3250 | 3000 | 2875 | 2750
IP | AVN701 | Network Camera |  |  | 3300 | 2022-08-01 | 4950 | 4290 | 4290 | 3960 | 3795 | 3630
IP | AVN216Z | Network Camera |  |  | 3600 | 2022-08-01 | 5400 | 4680 | 4680 | 4320 | 4140 | 3960
IP | AVM317B | 1.3 Megapixel Network Camera |  |  | 5500 | 2022-08-01 | 8250 | 7150 | 7150 | 6600 | 6325 | 6050
IP | AVM417 ZAN | 2.0 Megapixel Network Camera |  |  | 4800 | 2022-08-01 | 7200 | 6240 | 6240 | 5760 | 5520 | 5280
IP | AVM301Z | ETS 1.3 Megapixel Network Camera |  |  | 5400 | 2022-08-01 | 8100 | 7020 | 7020 | 6480 | 6210 | 5940
IP | AVN812 | 1.3 Megapixel / Wireless Network Camera |  |  | 7100 | 2022-08-01 | 10650 | 9230 | 9230 | 8520 | 8165 | 7810
IP | AVN815EZ | 1.3 Megapixel Wireless IP Camera |  |  | 7100 | 2022-08-01 | 10650 | 9230 | 9230 | 8520 | 8165 | 7810
IP | AVN80X | IVS 1.3 Megapixel Wireless IP Camera |  |  | 7100 | 2022-08-01 | 10650 | 9230 | 9230 | 8520 | 8165 | 7810
IP | AVN805 | 1.3 Megapixel IR Network Camera |  |  | 7100 | 2022-08-01 | 10650 | 9230 | 9230 | 8520 | 8165 | 7810
IP | AVN808 | 1.3 Megapixel IR Dome Network Camera |  |  | 8300 | 2022-08-01 | 12450 | 10790 | 10790 | 9960 | 9545 | 9130
IP | AVN90X | 1.3 Megapixel Network Camera |  |  | 10700 | 2022-08-01 | 16050 | 13910 | 13910 | 12840 | 12305 | 11770
IP | AVN801 | 1.3 Megapixel Network Camera |  |  | 5400 | 2022-08-01 | 8100 | 7020 | 7020 | 6480 | 6210 | 5940
TVI | DGC1004 | HD CCTV 1080P IR Dome Camera |  |  | 1000 | 2022-08-01 | 1500 | 1300 | 1300 | 1200 | 1150 | 1100
TVI | DGC1104 | HD CCTV 1080P IR Dome Camera |  |  | 1050 | 2022-08-01 | 1575 | 1365 | 1365 | 1260 | 1207.5 | 1155
TVI | DGC1302 | HD CCTV 1080P IR Dome Camera |  |  | 3100 | 2022-08-01 | 4650 | 4030 | 4030 | 3720 | 3565 | 3410
TVI | DGC1304 | HD CCTV 1080P IR Dome Camera |  |  | 2500 | 2022-08-01 | 3750 | 3250 | 3250 | 3000 | 2875 | 2750
TVI | AVT420 | HD CCTV 1080P IR Dome Camera |  |  | 4200 | 2022-08-01 | 6300 | 5460 | 5460 | 5040 | 4830 | 4620
TVI | AVT503 | HD CCTV 1080P Motorized-Pan IR Dome Camera |  |  | 5100 | 2022-08-01 | 7650 | 6630 | 6630 | 6120 | 5865 | 5610
TVI | DGC5205T | HD CCTV 5MP IR Dome Camera |  |  | 1380 | 2022-08-01 | 2070 | 1794 | 1794 | 1656 | 1587 | 1518
TVI | DGC1005 | HD CCTV 1080P IR Bullet Camera |  |  | 750 | 2022-08-01 | 1125 | 975 | 975 | 900 | 862.5 | 825
TVI | DGC1105 | HD CCTV 1080P IR Bullet Camera |  |  | 1150 | 2022-08-01 | 1725 | 1495 | 1495 | 1380 | 1322.5 | 1265
TVI | DGC1205 | HD CCTV 1080P IR Bullet Camera |  |  | 1780 | 2022-08-01 | 2670 | 2314 | 2314 | 2136 | 2047 | 1958
TVI | DGC1305 | HD CCTV 1080P IR Bullet Camera |  |  | 1980 | 2022-08-01 | 2970 | 2574 | 2574 | 2376 | 2277 | 2178
TVI | DGC1306 | HD CCTV 1080P IR Bullet Camera |  |  | 2500 | 2022-08-01 | 3750 | 3250 | 3250 | 3000 | 2875 | 2750
TVI | AVT2406 | HD CCTV 1080P IR Bullet Camera |  |  | 3350 | 2022-08-01 | 5025 | 4355 | 4355 | 4020 | 3852.5 | 3685
TVI | AVT452 | HD CCTV 1080P IR Bullet Camera |  |  | 4450 | 2022-08-01 | 6675 | 5785 | 5785 | 5340 | 5117.5 | 4895
TVI | AVT553 | HD CCTV 1080P Motorized IR Bullet Camera |  |  | 4600 | 2022-08-01 | 6900 | 5980 | 5980 | 5520 | 5290 | 5060
TVI | DGC5105T | HD CCTV 5MP IR Bullet Camera |  |  | 1380 | 2022-08-01 | 2070 | 1794 | 1794 | 1656 | 1587 | 1518
TVI | AVZ592 | Tribrid 2MP 20X Speed Dome Camera |  |  | 34920 | 2022-08-01 | 52380 | 45396 | 45396 | 41904 | 40158 | 38412
TVI | DGD1304 | TRIBRID 4-CH HD CCTV DVR |  |  | 2600 | 2022-08-01 | 3900 | 3380 | 3380 | 3120 | 2990 | 2860
TVI | AVZ404 | QUADBRID 4CH REAL-TIME HD CCTV DVR |  |  | 3200 | 2022-08-01 | 4800 | 4160 | 4160 | 3840 | 3680 | 3520
TVI | DGD1005 | H.265 5MP PENTABRID 4CH XVR |  |  | 3400 | 2022-08-01 | 5100 | 4420 | 4420 | 4080 | 3910 | 3740
TVI | AVZ1005 | H.265 5MP PENTABRID 4CH XVR |  |  | 3600 | 2022-08-01 | 5400 | 4680 | 4680 | 4320 | 4140 | 3960
TVI | DGD1008 | QUADBRID 8CH HD CCTV DVR |  |  | 2600 | 2022-08-01 | 3900 | 3380 | 3380 | 3120 | 2990 | 2860
TVI | DGD1009 | H.265 5MP PENTABRID 8CH XVR |  |  | 5100 | 2022-08-01 | 7650 | 6630 | 6630 | 6120 | 5865 | 5610
TVI | AVZ1009 | H.265 5MP PENTABRID 8CH XVR |  |  | 5000 | 2022-08-01 | 7500 | 6500 | 6500 | 6000 | 5750 | 5500
TVI | DGD1307 | TRIBRID 8CH HD CCTV DVR |  |  | 3750 | 2022-08-01 | 5625 | 4875 | 4875 | 4500 | 4312.5 | 4125
TVI | DGD1308 | TRIBRID 8CH HD CCTV DVR |  |  | 4500 | 2022-08-01 | 6750 | 5850 | 5850 | 5400 | 5175 | 4950
TVI | AVZ308 | QUADBRID 8CH HD CCTV DVR |  |  | 6750 | 2022-08-01 | 10125 | 8775 | 8775 | 8100 | 7762.5 | 7425
TVI | AVZ408 | QUADBRID 8CH REAL-TIME HD CCTV DVR |  |  | 7650 | 2022-08-01 | 11475 | 9945 | 9945 | 9180 | 8797.5 | 8415
TVI | DGD1316 | TRIBRID 16CH HD CCTV DVR |  |  | 7650 | 2022-08-01 | 11475 | 9945 | 9945 | 9180 | 8797.5 | 8415
TVI | AVZ2017 | H.265 5MP PENTABRID 16CH XVR |  |  | 9100 | 2022-08-01 | 13650 | 11830 | 11830 | 10920 | 10465 | 10010
TVI | AVZ316 | QUADBRID 16CH HD CCTV DVR |  |  | 8580 | 2022-08-01 | 12870 | 11154 | 11154 | 10296 | 9867 | 9438
TVI | AVZ416 | QUADBRID 16CH REAL-TIME HD CCTV DVR |  |  | 12000 | 2022-08-01 | 18000 | 15600 | 15600 | 14400 | 13800 | 13200
TVI | DGD1017 | H.265 5MP PENTABRID 16CH XVR |  |  | 9800 | 2022-08-01 | 14700 | 12740 | 12740 | 11760 | 11270 | 10780
TVI | DGD2017 | H.265 5MP PENTABRID 16CH XVR |  |  | 8700 | 2022-08-01 | 13050 | 11310 | 11310 | 10440 | 10005 | 9570
TVI | AVZ2116 | PENTABRID 16CH REAL-TIME XVR |  |  | 10050 | 2022-08-01 | 15075 | 13065 | 13065 | 12060 | 11557.5 | 11055
TVI | DGD8132 | 8-BAY QUADBRID 32CH XVR |  |  | 21800 | 2022-08-01 | 32700 | 28340 | 28340 | 26160 | 25070 | 23980
TVI | AVZ8136 | 8-BAY PENTABRID 36CH XVR |  |  | 28705 | 2022-08-01 | 43057.5 | 37316.5 | 37316.5 | 34446 | 33010.75 | 31575.5
TVI | HDM02 | Full HD Matrix |  |  | 9400 | 2022-08-01 | 14100 | 12220 | 12220 | 11280 | 10810 | 10340
TVI | AVX921L | TVI Repeater |  |  | 2000 | 2022-08-01 | 3000 | 2600 | 2600 | 2400 | 2300 | 2200
[7 empty] | 0 | 0 | 0 | 0 | 0 | 0
[7 empty] | 0 | 0 | 0 | 0 | 0 | 0
[7 empty] | 0 | 0 | 0 | 0 | 0 | 0
[7 empty] | 0 | 0 | 0 | 0 | 0 | 0
[7 empty] | 0 | 0 | 0 | 0 | 0 | 0
[7 empty] | 0 | 0 | 0 | 0 | 0 | 0
[7 empty] | 0 | 0 | 0 | 0 | 0 | 0
[7 empty] | 0 | 0 | 0 | 0 | 0 | 0
[7 empty] | 0 | 0 | 0 | 0 | 0 | 0
[7 empty] | 0 | 0 | 0 | 0 | 0 | 0
[7 empty] | 0 | 0 | 0 | 0 | 0 | 0
[7 empty] | 0 | 0 | 0 | 0 | 0 | 0
[7 empty] | 0 | 0 | 0 | 0 | 0 | 0
[7 empty] | 0 | 0 | 0 | 0 | 0 | 0
[7 empty] | 0 | 0 | 0 | 0 | 0 | 0
[7 empty] | 0 | 0 | 0 | 0 | 0 | 0
[7 empty] | 0 | 0 | 0 | 0 | 0 | 0
[7 empty] | 0 | 0 | 0 | 0 | 0 | 0
[7 empty] | 0 | 0 | 0 | 0 | 0 | 0
[7 empty] | 0 | 0 | 0 | 0 | 0 | 0
[7 empty] | 0 | 0 | 0 | 0 | 0 | 0
[7 empty] | 0 | 0 | 0 | 0 | 0 | 0
[7 empty] | 0 | 0 | 0 | 0 | 0 | 0
[7 empty] | 0 | 0 | 0 | 0 | 0 | 0
[7 empty] | 0 | 0 | 0 | 0 | 0 | 0
[7 empty] | 0 | 0 | 0 | 0 | 0 | 0
[7 empty] | 0 | 0 | 0 | 0 | 0 | 0
[7 empty] | 0 | 0 | 0 | 0 | 0 | 0
[7 empty] | 0 | 0 | 0 | 0 | 0 | 0
[7 empty] | 0 | 0 | 0 | 0 | 0 | 0
[7 empty] | 0 | 0 | 0 | 0 | 0 | 0
[7 empty] | 0 | 0 | 0 | 0 | 0 | 0
[7 empty] | 0 | 0 | 0 | 0 | 0 | 0
[7 empty] | 0 | 0 | 0 | 0 | 0 | 0
[7 empty] | 0 | 0 | 0 | 0 | 0 | 0
[7 empty] | 0 | 0 | 0 | 0 | 0 | 0
[7 empty] | 0 | 0 | 0 | 0 | 0 | 0
[7 empty] | 0 | 0 | 0 | 0 | 0 | 0
[7 empty] | 0 | 0 | 0 | 0 | 0 | 0
[7 empty] | 0 | 0 | 0 | 0 | 0 | 0
[7 empty] | 0 | 0 | 0 | 0 | 0 | 0
[7 empty] | 0 | 0 | 0 | 0 | 0 | 0
[7 empty] | 0 | 0 | 0 | 0 | 0 | 0
[7 empty] | 0 | 0 | 0 | 0 | 0 | 0
[7 empty] | 0 | 0 | 0 | 0 | 0 | 0
[7 empty] | 0 | 0 | 0 | 0 | 0 | 0
[7 empty] | 0 | 0 | 0 | 0 | 0 | 0
[7 empty] | 0 | 0 | 0 | 0 | 0 | 0
[7 empty] | 0 | 0 | 0 | 0 | 0 | 0
[7 empty] | 0 | 0 | 0 | 0 | 0 | 0
[7 empty] | 0 | 0 | 0 | 0 | 0 | 0
[7 empty] | 0 | 0 | 0 | 0 | 0 | 0
[7 empty] | 0 | 0 | 0 | 0 | 0 | 0
[7 empty] | 0 | 0 | 0 | 0 | 0 | 0
[7 empty] | 0 | 0 | 0 | 0 | 0 | 0
[7 empty] | 0 | 0 | 0 | 0 | 0 | 0
[7 empty] | 0 | 0 | 0 | 0 | 0 | 0
[7 empty] | 0 | 0 | 0 | 0 | 0 | 0
[7 empty] | 0 | 0 | 0 | 0 | 0 | 0
[7 empty] | 0 | 0 | 0 | 0 | 0 | 0
[7 empty] | 0 | 0 | 0 | 0 | 0 | 0
[7 empty] | 0 | 0 | 0 | 0 | 0 | 0
[7 empty] | 0 | 0 | 0 | 0 | 0 | 0
[7 empty] | 0 | 0 | 0 | 0 | 0 | 0
[7 empty] | 0 | 0 | 0 | 0 | 0 | 0
[7 empty] | 0 | 0 | 0 | 0 | 0 | 0
[7 empty] | 0 | 0 | 0 | 0 | 0 | 0
[7 empty] | 0 | 0 | 0 | 0 | 0 | 0
[7 empty] | 0 | 0 | 0 | 0 | 0 | 0
[7 empty] | 0 | 0 | 0 | 0 | 0 | 0
[7 empty] | 0 | 0 | 0 | 0 | 0 | 0
[7 empty] | 0 | 0 | 0 | 0 | 0 | 0
[7 empty] | 0 | 0 | 0 | 0 | 0 | 0
[7 empty] | 0 | 0 | 0 | 0 | 0 | 0
[7 empty] | 0 | 0 | 0 | 0 | 0 | 0
[7 empty] | 0 | 0 | 0 | 0 | 0 | 0
[7 empty] | 0 | 0 | 0 | 0 | 0 | 0
[7 empty] | 0 | 0 | 0 | 0 | 0 | 0
[7 empty] | 0 | 0 | 0 | 0 | 0 | 0
[7 empty] | 0 | 0 | 0 | 0 | 0 | 0
[7 empty] | 0 | 0 | 0 | 0 | 0 | 0
[7 empty] | 0 | 0 | 0 | 0 | 0 | 0
[7 empty] | 0 | 0 | 0 | 0 | 0 | 0
[7 empty] | 0 | 0 | 0 | 0 | 0 | 0
[7 empty] | 0 | 0 | 0 | 0 | 0 | 0
[7 empty] | 0 | 0 | 0 | 0 | 0 | 0
[7 empty] | 0 | 0 | 0 | 0 | 0 | 0
[7 empty] | 0 | 0 | 0 | 0 | 0 | 0
[7 empty] | 0 | 0 | 0 | 0 | 0 | 0
[7 empty] | 0 | 0 | 0 | 0 | 0 | 0
[7 empty] | 0 | 0 | 0 | 0 | 0 | 0
[7 empty] | 0 | 0 | 0 | 0 | 0 | 0
[7 empty] | 0 | 0 | 0 | 0 | 0 | 0
[7 empty] | 0 | 0 | 0 | 0 | 0 | 0
[7 empty] | 0 | 0 | 0 | 0 | 0 | 0
[7 empty] | 0 | 0 | 0 | 0 | 0 | 0
[7 empty] | 0 | 0 | 0 | 0 | 0 | 0
[7 empty] | 0 | 0 | 0 | 0 | 0 | 0
[7 empty] | 0 | 0 | 0 | 0 | 0 | 0
[7 empty] | 0 | 0 | 0 | 0 | 0 | 0
[7 empty] | 0 | 0 | 0 | 0 | 0 | 0
[7 empty] | 0 | 0 | 0 | 0 | 0 | 0
[7 empty] | 0 | 0 | 0 | 0 | 0 | 0
[7 empty] | 0 | 0 | 0 | 0 | 0 | 0
[7 empty] | 0 | 0 | 0 | 0 | 0 | 0
[7 empty] | 0 | 0 | 0 | 0 | 0 | 0
[7 empty] | 0 | 0 | 0 | 0 | 0 | 0
[7 empty] | 0 | 0 | 0 | 0 | 0 | 0
[7 empty] | 0 | 0 | 0 | 0 | 0 | 0
[7 empty] | 0 | 0 | 0 | 0 | 0 | 0
[7 empty] | 0 | 0 | 0 | 0 | 0 | 0
[7 empty] | 0 | 0 | 0 | 0 | 0 | 0
[7 empty] | 0 | 0 | 0 | 0 | 0 | 0
[7 empty] | 0 | 0 | 0 | 0 | 0 | 0
[7 empty] | 0 | 0 | 0 | 0 | 0 | 0
[7 empty] | 0 | 0 | 0 | 0 | 0 | 0
[7 empty] | 0 | 0 | 0 | 0 | 0 | 0
[7 empty] | 0 | 0 | 0 | 0 | 0 | 0
[7 empty] | 0 | 0 | 0 | 0 | 0 | 0
[7 empty] | 0 | 0 | 0 | 0 | 0 | 0
[7 empty] | 0 | 0 | 0 | 0 | 0 | 0
[7 empty] | 0 | 0 | 0 | 0 | 0 | 0
[7 empty] | 0 | 0 | 0 | 0 | 0 | 0
[7 empty] | 0 | 0 | 0 | 0 | 0 | 0
[7 empty] | 0 | 0 | 0 | 0 | 0 | 0
[7 empty] | 0 | 0 | 0 | 0 | 0 | 0
[7 empty] | 0 | 0 | 0 | 0 | 0 | 0
[7 empty] | 0 | 0 | 0 | 0 | 0 | 0
[7 empty] | 0 | 0 | 0 | 0 | 0 | 0
[7 empty] | 0 | 0 | 0 | 0 | 0 | 0
[7 empty] | 0 | 0 | 0 | 0 | 0 | 0
[7 empty] | 0 | 0 | 0 | 0 | 0 | 0
[7 empty] | 0 | 0 | 0 | 0 | 0 | 0
[7 empty] | 0 | 0 | 0 | 0 | 0 | 0
[7 empty] | 0 | 0 | 0 | 0 | 0 | 0
[7 empty] | 0 | 0 | 0 | 0 | 0 | 0
[7 empty] | 0 | 0 | 0 | 0 | 0 | 0
[7 empty] | 0 | 0 | 0 | 0 | 0 | 0
[7 empty] | 0 | 0 | 0 | 0 | 0 | 0
[7 empty] | 0 | 0 | 0 | 0 | 0 | 0
[7 empty] | 0 | 0 | 0 | 0 | 0 | 0
[7 empty] | 0 | 0 | 0 | 0 | 0 | 0
[7 empty] | 0 | 0 | 0 | 0 | 0 | 0
[7 empty] | 0 | 0 | 0 | 0 | 0 | 0
[7 empty] | 0 | 0 | 0 | 0 | 0 | 0
[7 empty] | 0 | 0 | 0 | 0 | 0 | 0
[7 empty] | 0 | 0 | 0 | 0 | 0 | 0
[7 empty] | 0 | 0 | 0 | 0 | 0 | 0
[7 empty] | 0 | 0 | 0 | 0 | 0 | 0
[7 empty] | 0 | 0 | 0 | 0 | 0 | 0
[7 empty] | 0 | 0 | 0 | 0 | 0 | 0
[7 empty] | 0 | 0 | 0 | 0 | 0 | 0
[7 empty] | 0 | 0 | 0 | 0 | 0 | 0
[7 empty] | 0 | 0 | 0 | 0 | 0 | 0
[7 empty] | 0 | 0 | 0 | 0 | 0 | 0
[7 empty] | 0 | 0 | 0 | 0 | 0 | 0
[7 empty] | 0 | 0 | 0 | 0 | 0 | 0
[7 empty] | 0 | 0 | 0 | 0 | 0 | 0
[7 empty] | 0 | 0 | 0 | 0 | 0 | 0
[7 empty] | 0 | 0 | 0 | 0 | 0 | 0
[7 empty] | 0 | 0 | 0 | 0 | 0 | 0
[7 empty] | 0 | 0 | 0 | 0 | 0 | 0
[7 empty] | 0 | 0 | 0 | 0 | 0 | 0
[7 empty] | 0 | 0 | 0 | 0 | 0 | 0
[7 empty] | 0 | 0 | 0 | 0 | 0 | 0
[7 empty] | 0 | 0 | 0 | 0 | 0 | 0
[7 empty] | 0 | 0 | 0 | 0 | 0 | 0
[7 empty] | 0 | 0 | 0 | 0 | 0 | 0
[7 empty] | 0 | 0 | 0 | 0 | 0 | 0
[7 empty] | 0 | 0 | 0 | 0 | 0 | 0
[7 empty] | 0 | 0 | 0 | 0 | 0 | 0
[7 empty] | 0 | 0 | 0 | 0 | 0 | 0
[7 empty] | 0 | 0 | 0 | 0 | 0 | 0
[7 empty] | 0 | 0 | 0 | 0 | 0 | 0
[7 empty] | 0 | 0 | 0 | 0 | 0 | 0
[7 empty] | 0 | 0 | 0 | 0 | 0 | 0
[7 empty] | 0 | 0 | 0 | 0 | 0 | 0
[7 empty] | 0 | 0 | 0 | 0 | 0 | 0
[7 empty] | 0 | 0 | 0 | 0 | 0 | 0
[7 empty] | 0 | 0 | 0 | 0 | 0 | 0
[7 empty] | 0 | 0 | 0 | 0 | 0 | 0
[7 empty] | 0 | 0 | 0 | 0 | 0 | 0
[7 empty] | 0 | 0 | 0 | 0 | 0 | 0
[7 empty] | 0 | 0 | 0 | 0 | 0 | 0
[7 empty] | 0 | 0 | 0 | 0 | 0 | 0
[7 empty] | 0 | 0 | 0 | 0 | 0 | 0
[7 empty] | 0 | 0 | 0 | 0 | 0 | 0
[7 empty] | 0 | 0 | 0 | 0 | 0 | 0
[7 empty] | 0 | 0 | 0 | 0 | 0 | 0
[7 empty] | 0 | 0 | 0 | 0 | 0 | 0
[7 empty] | 0 | 0 | 0 | 0 | 0 | 0
[7 empty] | 0 | 0 | 0 | 0 | 0 | 0
[7 empty] | 0 | 0 | 0 | 0 | 0 | 0
[7 empty] | 0 | 0 | 0 | 0 | 0 | 0
[7 empty] | 0 | 0 | 0 | 0 | 0 | 0
[7 empty] | 0 | 0 | 0 | 0 | 0 | 0
[7 empty] | 0 | 0 | 0 | 0 | 0 | 0
[7 empty] | 0 | 0 | 0 | 0 | 0 | 0
[7 empty] | 0 | 0 | 0 | 0 | 0 | 0
[7 empty] | 0 | 0 | 0 | 0 | 0 | 0
[7 empty] | 0 | 0 | 0 | 0 | 0 | 0
[7 empty] | 0 | 0 | 0 | 0 | 0 | 0
[7 empty] | 0 | 0 | 0 | 0 | 0 | 0
[7 empty] | 0 | 0 | 0 | 0 | 0 | 0
[7 empty] | 0 | 0 | 0 | 0 | 0 | 0
[7 empty] | 0 | 0 | 0 | 0 | 0 | 0
[7 empty] | 0 | 0 | 0 | 0 | 0 | 0
[7 empty] | 0 | 0 | 0 | 0 | 0 | 0
[7 empty] | 0 | 0 | 0 | 0 | 0 | 0
[7 empty] | 0 | 0 | 0 | 0 | 0 | 0
[7 empty] | 0 | 0 | 0 | 0 | 0 | 0
[7 empty] | 0 | 0 | 0 | 0 | 0 | 0
[7 empty] | 0 | 0 | 0 | 0 | 0 | 0
[7 empty] | 0 | 0 | 0 | 0 | 0 | 0
[7 empty] | 0 | 0 | 0 | 0 | 0 | 0
[7 empty] | 0 | 0 | 0 | 0 | 0 | 0
[7 empty] | 0 | 0 | 0 | 0 | 0 | 0
[7 empty] | 0 | 0 | 0 | 0 | 0 | 0
[7 empty] | 0 | 0 | 0 | 0 | 0 | 0
[7 empty] | 0 | 0 | 0 | 0 | 0 | 0