## Copy of FDAS_ACCESSORIES
CATEGORY | BRAND | MODEL | ITEM DESCRIPTION | OTHER DESCRIPTION | PURCHASE AMOUNT (vat ex) | Last Price Update Date | SRP (End-User) |  | DEALER's PRICE |  | CONTRACTOR's PRICE |  | REMARKS
[7 empty] | Small Volume (50% Mark-Up) | Big Volume (30% Mark-Up) | Small Volume (30% Mark-Up) | Big Volume (20% Mark-Up) | Small Volume (15% Mark-Up) | Big Volume (10% Mark-Up) |  | SUPPLIER CODE
BACK-UP BATTERY | PANASONIC |  | 12V 7AH | PER PIECE | 550 | 2025-07-18 | 825 | 715 | 715 | 660 | 632.5 | 605 | 500 | HYE
BACK-UP BATTERY | ASPEX |  | 12V 7AH | PER PIECE | 1000 | 2025-07-18 | 1500 | 1300 | 1300 | 1200 | 1150 | 1100 |  | PU
BACK-UP BATTERY | ASPEX |  | 12V 12AH | PER PIECE | 1750 | 2025-07-18 | 2625 | 2275 | 2275 | 2100 | 2012.5 | 1925 | 1750 | PU
BACK-UP BATTERY | ASPEX |  | 12V 18AH | PER PIECE | 2487.5 | 2025-07-18 | 3731.25 | 3233.75 | 3233.75 | 2985 | 2860.625 | 2736.25 |  | PU
BACK-UP BATTERY | ASPEX |  | 12V 26AH | PER PIECE | 3843.75 | 2025-07-18 | 5765.625 | 4996.875 | 4996.875 | 4612.5 | 4420.3125 | 4228.125 |  | PU
BACK-UP BATTERY | ASPEX |  | 12V 40AH | PER PIECE | 6050 | 2025-07-18 | 9075 | 7865 | 7865 | 7260 | 6957.5 | 6655 |  | PU
BACK-UP BATTERY | ASPEX |  | 12V 65AH | PER PIECE | 9550 | 2025-07-18 | 14325 | 12415 | 12415 | 11460 | 10982.5 | 10505 |  | PU
[6 empty] | 2025-07-18 | 0 | 0 | 0 | 0 | 0 | 0
[6 empty] | 2025-07-18 | 0 | 0 | 0 | 0 | 0 | 0
BACK-UP BATTERY | ACCU-CELL | NP12-12AH | 12V 12AH SEALED LEAD ACID RECHARGEABLE BATTERY |  | 2000 | 2025-07-18 | 3000 | 2600 | 2600 | 2400 | 2300 | 2200 | 1520 | ASPEX
BOOSTER POWER SUPPLY |  |  | External Power Supply 8A battery booster for hornstrobes P2RL) | UNIT/S | 57940 | 2025-07-18 | 86910 | 75322 | 75322 | 69528 | 66631 | 63734 |  | YEK YEU
[7 empty] | 0 | 0 | 0 | 0 | 0 | 0
[7 empty] | 0 | 0 | 0 | 0 | 0 | 0
[7 empty] | 0 | 0 | 0 | 0 | 0 | 0
[7 empty] | 0 | 0 | 0 | 0 | 0 | 0
[7 empty] | 0 | 0 | 0 | 0 | 0 | 0
[7 empty] | 0 | 0 | 0 | 0 | 0 | 0
[7 empty] | 0 | 0 | 0 | 0 | 0 | 0
[7 empty] | 0 | 0 | 0 | 0 | 0 | 0
[7 empty] | 0 | 0 | 0 | 0 | 0 | 0
[7 empty] | 0 | 0 | 0 | 0 | 0 | 0
[7 empty] | 0 | 0 | 0 | 0 | 0 | 0
[7 empty] | 0 | 0 | 0 | 0 | 0 | 0
[7 empty] | 0 | 0 | 0 | 0 | 0 | 0
[7 empty] | 0 | 0 | 0 | 0 | 0 | 0
[7 empty] | 0 | 0 | 0 | 0 | 0 | 0
[7 empty] | 0 | 0 | 0 | 0 | 0 | 0
[7 empty] | 0 | 0 | 0 | 0 | 0 | 0
[7 empty] | 0 | 0 | 0 | 0 | 0 | 0
[7 empty] | 0 | 0 | 0 | 0 | 0 | 0
[7 empty] | 0 | 0 | 0 | 0 | 0 | 0
[7 empty] | 0 | 0 | 0 | 0 | 0 | 0
[7 empty] | 0 | 0 | 0 | 0 | 0 | 0
[7 empty] | 0 | 0 | 0 | 0 | 0 | 0
[7 empty] | 0 | 0 | 0 | 0 | 0 | 0
[7 empty] | 0 | 0 | 0 | 0 | 0 | 0
[7 empty] | 0 | 0 | 0 | 0 | 0 | 0
[7 empty] | 0 | 0 | 0 | 0 | 0 | 0
[7 empty] | 0 | 0 | 0 | 0 | 0 | 0
[7 empty] | 0 | 0 | 0 | 0 | 0 | 0
[7 empty] | 0 | 0 | 0 | 0 | 0 | 0
[7 empty] | 0 | 0 | 0 | 0 | 0 | 0
[7 empty] | 0 | 0 | 0 | 0 | 0 | 0
[7 empty] | 0 | 0 | 0 | 0 | 0 | 0
[7 empty] | 0 | 0 | 0 | 0 | 0 | 0
[7 empty] | 0 | 0 | 0 | 0 | 0 | 0
[7 empty] | 0 | 0 | 0 | 0 | 0 | 0
[7 empty] | 0 | 0 | 0 | 0 | 0 | 0
[7 empty] | 0 | 0 | 0 | 0 | 0 | 0
[7 empty] | 0 | 0 | 0 | 0 | 0 | 0
[7 empty] | 0 | 0 | 0 | 0 | 0 | 0
[7 empty] | 0 | 0 | 0 | 0 | 0 | 0
[7 empty] | 0 | 0 | 0 | 0 | 0 | 0
[7 empty] | 0 | 0 | 0 | 0 | 0 | 0
[7 empty] | 0 | 0 | 0 | 0 | 0 | 0
[7 empty] | 0 | 0 | 0 | 0 | 0 | 0
[7 empty] | 0 | 0 | 0 | 0 | 0 | 0
[7 empty] | 0 | 0 | 0 | 0 | 0 | 0
[7 empty] | 0 | 0 | 0 | 0 | 0 | 0
[7 empty] | 0 | 0 | 0 | 0 | 0 | 0
[7 empty] | 0 | 0 | 0 | 0 | 0 | 0
[7 empty] | 0 | 0 | 0 | 0 | 0 | 0
[7 empty] | 0 | 0 | 0 | 0 | 0 | 0
[7 empty] | 0 | 0 | 0 | 0 | 0 | 0
[7 empty] | 0 | 0 | 0 | 0 | 0 | 0
[7 empty] | 0 | 0 | 0 | 0 | 0 | 0
[7 empty] | 0 | 0 | 0 | 0 | 0 | 0
[7 empty] | 0 | 0 | 0 | 0 | 0 | 0
[7 empty] | 0 | 0 | 0 | 0 | 0 | 0
[7 empty] | 0 | 0 | 0 | 0 | 0 | 0
[7 empty] | 0 | 0 | 0 | 0 | 0 | 0
[7 empty] | 0 | 0 | 0 | 0 | 0 | 0
[7 empty] | 0 | 0 | 0 | 0 | 0 | 0
[7 empty] | 0 | 0 | 0 | 0 | 0 | 0
[7 empty] | 0 | 0 | 0 | 0 | 0 | 0
[7 empty] | 0 | 0 | 0 | 0 | 0 | 0
[7 empty] | 0 | 0 | 0 | 0 | 0 | 0
[7 empty] | 0 | 0 | 0 | 0 | 0 | 0
[7 empty] | 0 | 0 | 0 | 0 | 0 | 0
[7 empty] | 0 | 0 | 0 | 0 | 0 | 0
[7 empty] | 0 | 0 | 0 | 0 | 0 | 0
[7 empty] | 0 | 0 | 0 | 0 | 0 | 0
[7 empty] | 0 | 0 | 0 | 0 | 0 | 0
[7 empty] | 0 | 0 | 0 | 0 | 0 | 0
[7 empty] | 0 | 0 | 0 | 0 | 0 | 0
[7 empty] | 0 | 0 | 0 | 0 | 0 | 0
[7 empty] | 0 | 0 | 0 | 0 | 0 | 0
[7 empty] | 0 | 0 | 0 | 0 | 0 | 0
[7 empty] | 0 | 0 | 0 | 0 | 0 | 0
[7 empty] | 0 | 0 | 0 | 0 | 0 | 0
[7 empty] | 0 | 0 | 0 | 0 | 0 | 0
[7 empty] | 0 | 0 | 0 | 0 | 0 | 0
[7 empty] | 0 | 0 | 0 | 0 | 0 | 0
[7 empty] | 0 | 0 | 0 | 0 | 0 | 0
[7 empty] | 0 | 0 | 0 | 0 | 0 | 0
[7 empty] | 0 | 0 | 0 | 0 | 0 | 0
[7 empty] | 0 | 0 | 0 | 0 | 0 | 0
[7 empty] | 0 | 0 | 0 | 0 | 0 | 0
[7 empty] | 0 | 0 | 0 | 0 | 0 | 0
[7 empty] | 0 | 0 | 0 | 0 | 0 | 0
[7 empty] | 0 | 0 | 0 | 0 | 0 | 0
[7 empty] | 0 | 0 | 0 | 0 | 0 | 0
[7 empty] | 0 | 0 | 0 | 0 | 0 | 0
[7 empty] | 0 | 0 | 0 | 0 | 0 | 0
[7 empty] | 0 | 0 | 0 | 0 | 0 | 0
[7 empty] | 0 | 0 | 0 | 0 | 0 | 0
[7 empty] | 0 | 0 | 0 | 0 | 0 | 0
[7 empty] | 0 | 0 | 0 | 0 | 0 | 0
[7 empty] | 0 | 0 | 0 | 0 | 0 | 0
[7 empty] | 0 | 0 | 0 | 0 | 0 | 0
[7 empty] | 0 | 0 | 0 | 0 | 0 | 0
[7 empty] | 0 | 0 | 0 | 0 | 0 | 0
[7 empty] | 0 | 0 | 0 | 0 | 0 | 0
[7 empty] | 0 | 0 | 0 | 0 | 0 | 0
[7 empty] | 0 | 0 | 0 | 0 | 0 | 0
[7 empty] | 0 | 0 | 0 | 0 | 0 | 0
[7 empty] | 0 | 0 | 0 | 0 | 0 | 0
[7 empty] | 0 | 0 | 0 | 0 | 0 | 0
[7 empty] | 0 | 0 | 0 | 0 | 0 | 0
[7 empty] | 0 | 0 | 0 | 0 | 0 | 0
[7 empty] | 0 | 0 | 0 | 0 | 0 | 0
[7 empty] | 0 | 0 | 0 | 0 | 0 | 0
[7 empty] | 0 | 0 | 0 | 0 | 0 | 0
[7 empty] | 0 | 0 | 0 | 0 | 0 | 0
[7 empty] | 0 | 0 | 0 | 0 | 0 | 0
[7 empty] | 0 | 0 | 0 | 0 | 0 | 0
[7 empty] | 0 | 0 | 0 | 0 | 0 | 0
[7 empty] | 0 | 0 | 0 | 0 | 0 | 0
[7 empty] | 0 | 0 | 0 | 0 | 0 | 0
[7 empty] | 0 | 0 | 0 | 0 | 0 | 0
[7 empty] | 0 | 0 | 0 | 0 | 0 | 0
[7 empty] | 0 | 0 | 0 | 0 | 0 | 0
[7 empty] | 0 | 0 | 0 | 0 | 0 | 0
[7 empty] | 0 | 0 | 0 | 0 | 0 | 0
[7 empty] | 0 | 0 | 0 | 0 | 0 | 0
[7 empty] | 0 | 0 | 0 | 0 | 0 | 0
[7 empty] | 0 | 0 | 0 | 0 | 0 | 0
[7 empty] | 0 | 0 | 0 | 0 | 0 | 0
[7 empty] | 0 | 0 | 0 | 0 | 0 | 0
[7 empty] | 0 | 0 | 0 | 0 | 0 | 0
[7 empty] | 0 | 0 | 0 | 0 | 0 | 0
[7 empty] | 0 | 0 | 0 | 0 | 0 | 0
[7 empty] | 0 | 0 | 0 | 0 | 0 | 0
[7 empty] | 0 | 0 | 0 | 0 | 0 | 0
[7 empty] | 0 | 0 | 0 | 0 | 0 | 0
[7 empty] | 0 | 0 | 0 | 0 | 0 | 0
[7 empty] | 0 | 0 | 0 | 0 | 0 | 0
[7 empty] | 0 | 0 | 0 | 0 | 0 | 0
[7 empty] | 0 | 0 | 0 | 0 | 0 | 0
[7 empty] | 0 | 0 | 0 | 0 | 0 | 0
[7 empty] | 0 | 0 | 0 | 0 | 0 | 0
[7 empty] | 0 | 0 | 0 | 0 | 0 | 0
[7 empty] | 0 | 0 | 0 | 0 | 0 | 0
[7 empty] | 0 | 0 | 0 | 0 | 0 | 0
[7 empty] | 0 | 0 | 0 | 0 | 0 | 0
[7 empty] | 0 | 0 | 0 | 0 | 0 | 0
[7 empty] | 0 | 0 | 0 | 0 | 0 | 0
[7 empty] | 0 | 0 | 0 | 0 | 0 | 0
[7 empty] | 0 | 0 | 0 | 0 | 0 | 0
[7 empty] | 0 | 0 | 0 | 0 | 0 | 0
[7 empty] | 0 | 0 | 0 | 0 | 0 | 0
[7 empty] | 0 | 0 | 0 | 0 | 0 | 0
[7 empty] | 0 | 0 | 0 | 0 | 0 | 0
[7 empty] | 0 | 0 | 0 | 0 | 0 | 0
[7 empty] | 0 | 0 | 0 | 0 | 0 | 0
[7 empty] | 0 | 0 | 0 | 0 | 0 | 0
[7 empty] | 0 | 0 | 0 | 0 | 0 | 0
[7 empty] | 0 | 0 | 0 | 0 | 0 | 0
[7 empty] | 0 | 0 | 0 | 0 | 0 | 0
[7 empty] | 0 | 0 | 0 | 0 | 0 | 0
[7 empty] | 0 | 0 | 0 | 0 | 0 | 0
[7 empty] | 0 | 0 | 0 | 0 | 0 | 0
[7 empty] | 0 | 0 | 0 | 0 | 0 | 0
[7 empty] | 0 | 0 | 0 | 0 | 0 | 0
[7 empty] | 0 | 0 | 0 | 0 | 0 | 0
[7 empty] | 0 | 0 | 0 | 0 | 0 | 0
[7 empty] | 0 | 0 | 0 | 0 | 0 | 0
[7 empty] | 0 | 0 | 0 | 0 | 0 | 0
[7 empty] | 0 | 0 | 0 | 0 | 0 | 0
[7 empty] | 0 | 0 | 0 | 0 | 0 | 0
[7 empty] | 0 | 0 | 0 | 0 | 0 | 0
[7 empty] | 0 | 0 | 0 | 0 | 0 | 0
[7 empty] | 0 | 0 | 0 | 0 | 0 | 0
[7 empty] | 0 | 0 | 0 | 0 | 0 | 0
[7 empty] | 0 | 0 | 0 | 0 | 0 | 0
[7 empty] | 0 | 0 | 0 | 0 | 0 | 0
[7 empty] | 0 | 0 | 0 | 0 | 0 | 0
[7 empty] | 0 | 0 | 0 | 0 | 0 | 0
[7 empty] | 0 | 0 | 0 | 0 | 0 | 0
[7 empty] | 0 | 0 | 0 | 0 | 0 | 0
[7 empty] | 0 | 0 | 0 | 0 | 0 | 0
[7 empty] | 0 | 0 | 0 | 0 | 0 | 0
[7 empty] | 0 | 0 | 0 | 0 | 0 | 0
[7 empty] | 0 | 0 | 0 | 0 | 0 | 0
[7 empty] | 0 | 0 | 0 | 0 | 0 | 0
[7 empty] | 0 | 0 | 0 | 0 | 0 | 0
[7 empty] | 0 | 0 | 0 | 0 | 0 | 0
[7 empty] | 0 | 0 | 0 | 0 | 0 | 0
[7 empty] | 0 | 0 | 0 | 0 | 0 | 0
[7 empty] | 0 | 0 | 0 | 0 | 0 | 0
[7 empty] | 0 | 0 | 0 | 0 | 0 | 0
[7 empty] | 0 | 0 | 0 | 0 | 0 | 0
[7 empty] | 0 | 0 | 0 | 0 | 0 | 0
[7 empty] | 0 | 0 | 0 | 0 | 0 | 0
[7 empty] | 0 | 0 | 0 | 0 | 0 | 0
[7 empty] | 0 | 0 | 0 | 0 | 0 | 0
[7 empty] | 0 | 0 | 0 | 0 | 0 | 0
[7 empty] | 0 | 0 | 0 | 0 | 0 | 0
[7 empty] | 0 | 0 | 0 | 0 | 0 | 0
[7 empty] | 0 | 0 | 0 | 0 | 0 | 0
[7 empty] | 0 | 0 | 0 | 0 | 0 | 0
[7 empty] | 0 | 0 | 0 | 0 | 0 | 0
[7 empty] | 0 | 0 | 0 | 0 | 0 | 0
[7 empty] | 0 | 0 | 0 | 0 | 0 | 0
[7 empty] | 0 | 0 | 0 | 0 | 0 | 0
[7 empty] | 0 | 0 | 0 | 0 | 0 | 0
[7 empty] | 0 | 0 | 0 | 0 | 0 | 0
[7 empty] | 0 | 0 | 0 | 0 | 0 | 0
[7 empty] | 0 | 0 | 0 | 0 | 0 | 0
[7 empty] | 0 | 0 | 0 | 0 | 0 | 0
[7 empty] | 0 | 0 | 0 | 0 | 0 | 0
[7 empty] | 0 | 0 | 0 | 0 | 0 | 0
[7 empty] | 0 | 0 | 0 | 0 | 0 | 0
[7 empty] | 0 | 0 | 0 | 0 | 0 | 0
[7 empty] | 0 | 0 | 0 | 0 | 0 | 0
[7 empty] | 0 | 0 | 0 | 0 | 0 | 0
[7 empty] | 0 | 0 | 0 | 0 | 0 | 0
[7 empty] | 0 | 0 | 0 | 0 | 0 | 0
[7 empty] | 0 | 0 | 0 | 0 | 0 | 0
[7 empty] | 0 | 0 | 0 | 0 | 0 | 0
[7 empty] | 0 | 0 | 0 | 0 | 0 | 0
[7 empty] | 0 | 0 | 0 | 0 | 0 | 0
[7 empty] | 0 | 0 | 0 | 0 | 0 | 0
[7 empty] | 0 | 0 | 0 | 0 | 0 | 0
[7 empty] | 0 | 0 | 0 | 0 | 0 | 0
[7 empty] | 0 | 0 | 0 | 0 | 0 | 0
[7 empty] | 0 | 0 | 0 | 0 | 0 | 0
[7 empty] | 0 | 0 | 0 | 0 | 0 | 0
[7 empty] | 0 | 0 | 0 | 0 | 0 | 0
[7 empty] | 0 | 0 | 0 | 0 | 0 | 0
[7 empty] | 0 | 0 | 0 | 0 | 0 | 0
[7 empty] | 0 | 0 | 0 | 0 | 0 | 0
[7 empty] | 0 | 0 | 0 | 0 | 0 | 0
[7 empty] | 0 | 0 | 0 | 0 | 0 | 0
[7 empty] | 0 | 0 | 0 | 0 | 0 | 0
[7 empty] | 0 | 0 | 0 | 0 | 0 | 0
[7 empty] | 0 | 0 | 0 | 0 | 0 | 0
[7 empty] | 0 | 0 | 0 | 0 | 0 | 0
[7 empty] | 0 | 0 | 0 | 0 | 0 | 0
[7 empty] | 0 | 0 | 0 | 0 | 0 | 0
[7 empty] | 0 | 0 | 0 | 0 | 0 | 0
[7 empty] | 0 | 0 | 0 | 0 | 0 | 0
[7 empty] | 0 | 0 | 0 | 0 | 0 | 0
[7 empty] | 0 | 0 | 0 | 0 | 0 | 0
[7 empty] | 0 | 0 | 0 | 0 | 0 | 0
[7 empty] | 0 | 0 | 0 | 0 | 0 | 0
[7 empty] | 0 | 0 | 0 | 0 | 0 | 0
[7 empty] | 0 | 0 | 0 | 0 | 0 | 0
[7 empty] | 0 | 0 | 0 | 0 | 0 | 0
[7 empty] | 0 | 0 | 0 | 0 | 0 | 0
[7 empty] | 0 | 0 | 0 | 0 | 0 | 0
[7 empty] | 0 | 0 | 0 | 0 | 0 | 0
[7 empty] | 0 | 0 | 0 | 0 | 0 | 0
[7 empty] | 0 | 0 | 0 | 0 | 0 | 0
[7 empty] | 0 | 0 | 0 | 0 | 0 | 0
[7 empty] | 0 | 0 | 0 | 0 | 0 | 0
[7 empty] | 0 | 0 | 0 | 0 | 0 | 0
[7 empty] | 0 | 0 | 0 | 0 | 0 | 0
[7 empty] | 0 | 0 | 0 | 0 | 0 | 0
[7 empty] | 0 | 0 | 0 | 0 | 0 | 0
[7 empty] | 0 | 0 | 0 | 0 | 0 | 0
[7 empty] | 0 | 0 | 0 | 0 | 0 | 0
[7 empty] | 0 | 0 | 0 | 0 | 0 | 0
[7 empty] | 0 | 0 | 0 | 0 | 0 | 0
[7 empty] | 0 | 0 | 0 | 0 | 0 | 0
[7 empty] | 0 | 0 | 0 | 0 | 0 | 0
[7 empty] | 0 | 0 | 0 | 0 | 0 | 0
[7 empty] | 0 | 0 | 0 | 0 | 0 | 0
[7 empty] | 0 | 0 | 0 | 0 | 0 | 0
[7 empty] | 0 | 0 | 0 | 0 | 0 | 0
[7 empty] | 0 | 0 | 0 | 0 | 0 | 0
[7 empty] | 0 | 0 | 0 | 0 | 0 | 0
[7 empty] | 0 | 0 | 0 | 0 | 0 | 0
[7 empty] | 0 | 0 | 0 | 0 | 0 | 0
[7 empty] | 0 | 0 | 0 | 0 | 0 | 0
[7 empty] | 0 | 0 | 0 | 0 | 0 | 0
[7 empty] | 0 | 0 | 0 | 0 | 0 | 0
[7 empty] | 0 | 0 | 0 | 0 | 0 | 0
[7 empty] | 0 | 0 | 0 | 0 | 0 | 0
[7 empty] | 0 | 0 | 0 | 0 | 0 | 0
[7 empty] | 0 | 0 | 0 | 0 | 0 | 0
[7 empty] | 0 | 0 | 0 | 0 | 0 | 0
[7 empty] | 0 | 0 | 0 | 0 | 0 | 0
[7 empty] | 0 | 0 | 0 | 0 | 0 | 0
[7 empty] | 0 | 0 | 0 | 0 | 0 | 0
[7 empty] | 0 | 0 | 0 | 0 | 0 | 0
[7 empty] | 0 | 0 | 0 | 0 | 0 | 0
[7 empty] | 0 | 0 | 0 | 0 | 0 | 0
[7 empty] | 0 | 0 | 0 | 0 | 0 | 0
[7 empty] | 0 | 0 | 0 | 0 | 0 | 0
[7 empty] | 0 | 0 | 0 | 0 | 0 | 0
[7 empty] | 0 | 0 | 0 | 0 | 0 | 0
[7 empty] | 0 | 0 | 0 | 0 | 0 | 0
[7 empty] | 0 | 0 | 0 | 0 | 0 | 0
[7 empty] | 0 | 0 | 0 | 0 | 0 | 0
[7 empty] | 0 | 0 | 0 | 0 | 0 | 0
[7 empty] | 0 | 0 | 0 | 0 | 0 | 0
[7 empty] | 0 | 0 | 0 | 0 | 0 | 0
[7 empty] | 0 | 0 | 0 | 0 | 0 | 0
[7 empty] | 0 | 0 | 0 | 0 | 0 | 0
[7 empty] | 0 | 0 | 0 | 0 | 0 | 0
[7 empty] | 0 | 0 | 0 | 0 | 0 | 0
[7 empty] | 0 | 0 | 0 | 0 | 0 | 0
[7 empty] | 0 | 0 | 0 | 0 | 0 | 0
[7 empty] | 0 | 0 | 0 | 0 | 0 | 0
[7 empty] | 0 | 0 | 0 | 0 | 0 | 0
[7 empty] | 0 | 0 | 0 | 0 | 0 | 0
[7 empty] | 0 | 0 | 0 | 0 | 0 | 0
[7 empty] | 0 | 0 | 0 | 0 | 0 | 0
[7 empty] | 0 | 0 | 0 | 0 | 0 | 0
[7 empty] | 0 | 0 | 0 | 0 | 0 | 0
[7 empty] | 0 | 0 | 0 | 0 | 0 | 0
[7 empty] | 0 | 0 | 0 | 0 | 0 | 0
[7 empty] | 0 | 0 | 0 | 0 | 0 | 0
[7 empty] | 0 | 0 | 0 | 0 | 0 | 0
[7 empty] | 0 | 0 | 0 | 0 | 0 | 0
[7 empty] | 0 | 0 | 0 | 0 | 0 | 0
[7 empty] | 0 | 0 | 0 | 0 | 0 | 0
[7 empty] | 0 | 0 | 0 | 0 | 0 | 0

## FDAS_ACCESSORIES
CATEGORY | BRAND | MODEL | ITEM DESCRIPTION | OTHER DESCRIPTION | PURCHASE AMOUNT (vat ex) | Last Price Update Date | SRP (End-User) |  | DEALER's PRICE |  | CONTRACTOR's PRICE |  | REMARKS
[7 empty] | Small Volume (50% Mark-Up) | Big Volume (30% Mark-Up) | Small Volume (30% Mark-Up) | Big Volume (20% Mark-Up) | Small Volume (15% Mark-Up) | Big Volume (10% Mark-Up) |  | SUPPLIER CODE
BACK-UP BATTERY | PANASONIC |  | 12V 7AH | PER PIECE | 550 | 2025-07-18 | 825 | 715 | 715 | 660 | 632.5 | 605 | 500 | HYE
BACK-UP BATTERY | ASPEX |  | 12V 7AH | PER PIECE | 1000 | 2025-07-18 | 1500 | 1300 | 1300 | 1200 | 1150 | 1100 |  | PU
BACK-UP BATTERY | ASPEX |  | 12V 12AH | PER PIECE | 1750 | 2025-07-18 | 2625 | 2275 | 2275 | 2100 | 2012.5 | 1925 | 1750 | PU
BACK-UP BATTERY | ASPEX |  | 12V 18AH | PER PIECE | 2487.5 | 2025-07-18 | 3731.25 | 3233.75 | 3233.75 | 2985 | 2860.625 | 2736.25 |  | PU
BACK-UP BATTERY | ASPEX |  | 12V 26AH | PER PIECE | 3843.75 | 2025-07-18 | 5765.625 | 4996.875 | 4996.875 | 4612.5 | 4420.3125 | 4228.125 |  | PU
BACK-UP BATTERY | ASPEX |  | 12V 40AH | PER PIECE | 6050 | 2025-07-18 | 9075 | 7865 | 7865 | 7260 | 6957.5 | 6655 |  | PU
BACK-UP BATTERY | ASPEX |  | 12V 65AH | PER PIECE | 9550 | 2025-07-18 | 14325 | 12415 | 12415 | 11460 | 10982.5 | 10505 |  | PU
[6 empty] | 2025-07-18 | 0 | 0 | 0 | 0 | 0 | 0
[6 empty] | 2025-07-18 | 0 | 0 | 0 | 0 | 0 | 0
BACK-UP BATTERY | ACCU-CELL | NP12-12AH | 12V 12AH SEALED LEAD ACID RECHARGEABLE BATTERY |  | 2000 | 2025-07-18 | 3000 | 2600 | 2600 | 2400 | 2300 | 2200 | 1520 | ASPEX
BOOSTER POWER SUPPLY |  |  | External Power Supply 8A battery booster for hornstrobes P2RL) | UNIT/S | 57940 | 2025-07-18 | 86910 | 75322 | 75322 | 69528 | 66631 | 63734 |  | YEK YEU
[7 empty] | 0 | 0 | 0 | 0 | 0 | 0
[7 empty] | 0 | 0 | 0 | 0 | 0 | 0
[7 empty] | 0 | 0 | 0 | 0 | 0 | 0
[7 empty] | 0 | 0 | 0 | 0 | 0 | 0
[7 empty] | 0 | 0 | 0 | 0 | 0 | 0
[7 empty] | 0 | 0 | 0 | 0 | 0 | 0
[7 empty] | 0 | 0 | 0 | 0 | 0 | 0
[7 empty] | 0 | 0 | 0 | 0 | 0 | 0
[7 empty] | 0 | 0 | 0 | 0 | 0 | 0
[7 empty] | 0 | 0 | 0 | 0 | 0 | 0
[7 empty] | 0 | 0 | 0 | 0 | 0 | 0
[7 empty] | 0 | 0 | 0 | 0 | 0 | 0
[7 empty] | 0 | 0 | 0 | 0 | 0 | 0
[7 empty] | 0 | 0 | 0 | 0 | 0 | 0
[7 empty] | 0 | 0 | 0 | 0 | 0 | 0
[7 empty] | 0 | 0 | 0 | 0 | 0 | 0
[7 empty] | 0 | 0 | 0 | 0 | 0 | 0
[7 empty] | 0 | 0 | 0 | 0 | 0 | 0
[7 empty] | 0 | 0 | 0 | 0 | 0 | 0
[7 empty] | 0 | 0 | 0 | 0 | 0 | 0
[7 empty] | 0 | 0 | 0 | 0 | 0 | 0
[7 empty] | 0 | 0 | 0 | 0 | 0 | 0
[7 empty] | 0 | 0 | 0 | 0 | 0 | 0
[7 empty] | 0 | 0 | 0 | 0 | 0 | 0
[7 empty] | 0 | 0 | 0 | 0 | 0 | 0
[7 empty] | 0 | 0 | 0 | 0 | 0 | 0
[7 empty] | 0 | 0 | 0 | 0 | 0 | 0
[7 empty] | 0 | 0 | 0 | 0 | 0 | 0
[7 empty] | 0 | 0 | 0 | 0 | 0 | 0
[7 empty] | 0 | 0 | 0 | 0 | 0 | 0
[7 empty] | 0 | 0 | 0 | 0 | 0 | 0
[7 empty] | 0 | 0 | 0 | 0 | 0 | 0
[7 empty] | 0 | 0 | 0 | 0 | 0 | 0
[7 empty] | 0 | 0 | 0 | 0 | 0 | 0
[7 empty] | 0 | 0 | 0 | 0 | 0 | 0
[7 empty] | 0 | 0 | 0 | 0 | 0 | 0
[7 empty] | 0 | 0 | 0 | 0 | 0 | 0
[7 empty] | 0 | 0 | 0 | 0 | 0 | 0
[7 empty] | 0 | 0 | 0 | 0 | 0 | 0
[7 empty] | 0 | 0 | 0 | 0 | 0 | 0
[7 empty] | 0 | 0 | 0 | 0 | 0 | 0
[7 empty] | 0 | 0 | 0 | 0 | 0 | 0
[7 empty] | 0 | 0 | 0 | 0 | 0 | 0
[7 empty] | 0 | 0 | 0 | 0 | 0 | 0
[7 empty] | 0 | 0 | 0 | 0 | 0 | 0
[7 empty] | 0 | 0 | 0 | 0 | 0 | 0
[7 empty] | 0 | 0 | 0 | 0 | 0 | 0
[7 empty] | 0 | 0 | 0 | 0 | 0 | 0
[7 empty] | 0 | 0 | 0 | 0 | 0 | 0
[7 empty] | 0 | 0 | 0 | 0 | 0 | 0
[7 empty] | 0 | 0 | 0 | 0 | 0 | 0
[7 empty] | 0 | 0 | 0 | 0 | 0 | 0
[7 empty] | 0 | 0 | 0 | 0 | 0 | 0
[7 empty] | 0 | 0 | 0 | 0 | 0 | 0
[7 empty] | 0 | 0 | 0 | 0 | 0 | 0
[7 empty] | 0 | 0 | 0 | 0 | 0 | 0
[7 empty] | 0 | 0 | 0 | 0 | 0 | 0
[7 empty] | 0 | 0 | 0 | 0 | 0 | 0
[7 empty] | 0 | 0 | 0 | 0 | 0 | 0
[7 empty] | 0 | 0 | 0 | 0 | 0 | 0
[7 empty] | 0 | 0 | 0 | 0 | 0 | 0
[7 empty] | 0 | 0 | 0 | 0 | 0 | 0
[7 empty] | 0 | 0 | 0 | 0 | 0 | 0
[7 empty] | 0 | 0 | 0 | 0 | 0 | 0
[7 empty] | 0 | 0 | 0 | 0 | 0 | 0
[7 empty] | 0 | 0 | 0 | 0 | 0 | 0
[7 empty] | 0 | 0 | 0 | 0 | 0 | 0
[7 empty] | 0 | 0 | 0 | 0 | 0 | 0
[7 empty] | 0 | 0 | 0 | 0 | 0 | 0
[7 empty] | 0 | 0 | 0 | 0 | 0 | 0
[7 empty] | 0 | 0 | 0 | 0 | 0 | 0
[7 empty] | 0 | 0 | 0 | 0 | 0 | 0
[7 empty] | 0 | 0 | 0 | 0 | 0 | 0
[7 empty] | 0 | 0 | 0 | 0 | 0 | 0
[7 empty] | 0 | 0 | 0 | 0 | 0 | 0
[7 empty] | 0 | 0 | 0 | 0 | 0 | 0
[7 empty] | 0 | 0 | 0 | 0 | 0 | 0
[7 empty] | 0 | 0 | 0 | 0 | 0 | 0
[7 empty] | 0 | 0 | 0 | 0 | 0 | 0
[7 empty] | 0 | 0 | 0 | 0 | 0 | 0
[7 empty] | 0 | 0 | 0 | 0 | 0 | 0
[7 empty] | 0 | 0 | 0 | 0 | 0 | 0
[7 empty] | 0 | 0 | 0 | 0 | 0 | 0
[7 empty] | 0 | 0 | 0 | 0 | 0 | 0
[7 empty] | 0 | 0 | 0 | 0 | 0 | 0
[7 empty] | 0 | 0 | 0 | 0 | 0 | 0
[7 empty] | 0 | 0 | 0 | 0 | 0 | 0
[7 empty] | 0 | 0 | 0 | 0 | 0 | 0
[7 empty] | 0 | 0 | 0 | 0 | 0 | 0
[7 empty] | 0 | 0 | 0 | 0 | 0 | 0
[7 empty] | 0 | 0 | 0 | 0 | 0 | 0
[7 empty] | 0 | 0 | 0 | 0 | 0 | 0
[7 empty] | 0 | 0 | 0 | 0 | 0 | 0
[7 empty] | 0 | 0 | 0 | 0 | 0 | 0
[7 empty] | 0 | 0 | 0 | 0 | 0 | 0
[7 empty] | 0 | 0 | 0 | 0 | 0 | 0
[7 empty] | 0 | 0 | 0 | 0 | 0 | 0
[7 empty] | 0 | 0 | 0 | 0 | 0 | 0
[7 empty] | 0 | 0 | 0 | 0 | 0 | 0
[7 empty] | 0 | 0 | 0 | 0 | 0 | 0
[7 empty] | 0 | 0 | 0 | 0 | 0 | 0
[7 empty] | 0 | 0 | 0 | 0 | 0 | 0
[7 empty] | 0 | 0 | 0 | 0 | 0 | 0
[7 empty] | 0 | 0 | 0 | 0 | 0 | 0
[7 empty] | 0 | 0 | 0 | 0 | 0 | 0
[7 empty] | 0 | 0 | 0 | 0 | 0 | 0
[7 empty] | 0 | 0 | 0 | 0 | 0 | 0
[7 empty] | 0 | 0 | 0 | 0 | 0 | 0
[7 empty] | 0 | 0 | 0 | 0 | 0 | 0
[7 empty] | 0 | 0 | 0 | 0 | 0 | 0
[7 empty] | 0 | 0 | 0 | 0 | 0 | 0
[7 empty] | 0 | 0 | 0 | 0 | 0 | 0
[7 empty] | 0 | 0 | 0 | 0 | 0 | 0
[7 empty] | 0 | 0 | 0 | 0 | 0 | 0
[7 empty] | 0 | 0 | 0 | 0 | 0 | 0
[7 empty] | 0 | 0 | 0 | 0 | 0 | 0
[7 empty] | 0 | 0 | 0 | 0 | 0 | 0
[7 empty] | 0 | 0 | 0 | 0 | 0 | 0
[7 empty] | 0 | 0 | 0 | 0 | 0 | 0
[7 empty] | 0 | 0 | 0 | 0 | 0 | 0
[7 empty] | 0 | 0 | 0 | 0 | 0 | 0
[7 empty] | 0 | 0 | 0 | 0 | 0 | 0
[7 empty] | 0 | 0 | 0 | 0 | 0 | 0
[7 empty] | 0 | 0 | 0 | 0 | 0 | 0
[7 empty] | 0 | 0 | 0 | 0 | 0 | 0
[7 empty] | 0 | 0 | 0 | 0 | 0 | 0
[7 empty] | 0 | 0 | 0 | 0 | 0 | 0
[7 empty] | 0 | 0 | 0 | 0 | 0 | 0
[7 empty] | 0 | 0 | 0 | 0 | 0 | 0
[7 empty] | 0 | 0 | 0 | 0 | 0 | 0
[7 empty] | 0 | 0 | 0 | 0 | 0 | 0
[7 empty] | 0 | 0 | 0 | 0 | 0 | 0
[7 empty] | 0 | 0 | 0 | 0 | 0 | 0
[7 empty] | 0 | 0 | 0 | 0 | 0 | 0
[7 empty] | 0 | 0 | 0 | 0 | 0 | 0
[7 empty] | 0 | 0 | 0 | 0 | 0 | 0
[7 empty] | 0 | 0 | 0 | 0 | 0 | 0
[7 empty] | 0 | 0 | 0 | 0 | 0 | 0
[7 empty] | 0 | 0 | 0 | 0 | 0 | 0
[7 empty] | 0 | 0 | 0 | 0 | 0 | 0
[7 empty] | 0 | 0 | 0 | 0 | 0 | 0
[7 empty] | 0 | 0 | 0 | 0 | 0 | 0
[7 empty] | 0 | 0 | 0 | 0 | 0 | 0
[7 empty] | 0 | 0 | 0 | 0 | 0 | 0
[7 empty] | 0 | 0 | 0 | 0 | 0 | 0
[7 empty] | 0 | 0 | 0 | 0 | 0 | 0
[7 empty] | 0 | 0 | 0 | 0 | 0 | 0
[7 empty] | 0 | 0 | 0 | 0 | 0 | 0
[7 empty] | 0 | 0 | 0 | 0 | 0 | 0
[7 empty] | 0 | 0 | 0 | 0 | 0 | 0
[7 empty] | 0 | 0 | 0 | 0 | 0 | 0
[7 empty] | 0 | 0 | 0 | 0 | 0 | 0
[7 empty] | 0 | 0 | 0 | 0 | 0 | 0
[7 empty] | 0 | 0 | 0 | 0 | 0 | 0
[7 empty] | 0 | 0 | 0 | 0 | 0 | 0
[7 empty] | 0 | 0 | 0 | 0 | 0 | 0
[7 empty] | 0 | 0 | 0 | 0 | 0 | 0
[7 empty] | 0 | 0 | 0 | 0 | 0 | 0
[7 empty] | 0 | 0 | 0 | 0 | 0 | 0
[7 empty] | 0 | 0 | 0 | 0 | 0 | 0
[7 empty] | 0 | 0 | 0 | 0 | 0 | 0
[7 empty] | 0 | 0 | 0 | 0 | 0 | 0
[7 empty] | 0 | 0 | 0 | 0 | 0 | 0
[7 empty] | 0 | 0 | 0 | 0 | 0 | 0
[7 empty] | 0 | 0 | 0 | 0 | 0 | 0
[7 empty] | 0 | 0 | 0 | 0 | 0 | 0
[7 empty] | 0 | 0 | 0 | 0 | 0 | 0
[7 empty] | 0 | 0 | 0 | 0 | 0 | 0
[7 empty] | 0 | 0 | 0 | 0 | 0 | 0
[7 empty] | 0 | 0 | 0 | 0 | 0 | 0
[7 empty] | 0 | 0 | 0 | 0 | 0 | 0
[7 empty] | 0 | 0 | 0 | 0 | 0 | 0
[7 empty] | 0 | 0 | 0 | 0 | 0 | 0
[7 empty] | 0 | 0 | 0 | 0 | 0 | 0
[7 empty] | 0 | 0 | 0 | 0 | 0 | 0
[7 empty] | 0 | 0 | 0 | 0 | 0 | 0
[7 empty] | 0 | 0 | 0 | 0 | 0 | 0
[7 empty] | 0 | 0 | 0 | 0 | 0 | 0
[7 empty] | 0 | 0 | 0 | 0 | 0 | 0
[7 empty] | 0 | 0 | 0 | 0 | 0 | 0
[7 empty] | 0 | 0 | 0 | 0 | 0 | 0
[7 empty] | 0 | 0 | 0 | 0 | 0 | 0
[7 empty] | 0 | 0 | 0 | 0 | 0 | 0
[7 empty] | 0 | 0 | 0 | 0 | 0 | 0
[7 empty] | 0 | 0 | 0 | 0 | 0 | 0
[7 empty] | 0 | 0 | 0 | 0 | 0 | 0
[7 empty] | 0 | 0 | 0 | 0 | 0 | 0
[7 empty] | 0 | 0 | 0 | 0 | 0 | 0
[7 empty] | 0 | 0 | 0 | 0 | 0 | 0
[7 empty] | 0 | 0 | 0 | 0 | 0 | 0
[7 empty] | 0 | 0 | 0 | 0 | 0 | 0
[7 empty] | 0 | 0 | 0 | 0 | 0 | 0
[7 empty] | 0 | 0 | 0 | 0 | 0 | 0
[7 empty] | 0 | 0 | 0 | 0 | 0 | 0
[7 empty] | 0 | 0 | 0 | 0 | 0 | 0
[7 empty] | 0 | 0 | 0 | 0 | 0 | 0
[7 empty] | 0 | 0 | 0 | 0 | 0 | 0
[7 empty] | 0 | 0 | 0 | 0 | 0 | 0
[7 empty] | 0 | 0 | 0 | 0 | 0 | 0
[7 empty] | 0 | 0 | 0 | 0 | 0 | 0
[7 empty] | 0 | 0 | 0 | 0 | 0 | 0
[7 empty] | 0 | 0 | 0 | 0 | 0 | 0
[7 empty] | 0 | 0 | 0 | 0 | 0 | 0
[7 empty] | 0 | 0 | 0 | 0 | 0 | 0
[7 empty] | 0 | 0 | 0 | 0 | 0 | 0
[7 empty] | 0 | 0 | 0 | 0 | 0 | 0
[7 empty] | 0 | 0 | 0 | 0 | 0 | 0
[7 empty] | 0 | 0 | 0 | 0 | 0 | 0
[7 empty] | 0 | 0 | 0 | 0 | 0 | 0
[7 empty] | 0 | 0 | 0 | 0 | 0 | 0
[7 empty] | 0 | 0 | 0 | 0 | 0 | 0
[7 empty] | 0 | 0 | 0 | 0 | 0 | 0
[7 empty] | 0 | 0 | 0 | 0 | 0 | 0
[7 empty] | 0 | 0 | 0 | 0 | 0 | 0
[7 empty] | 0 | 0 | 0 | 0 | 0 | 0
[7 empty] | 0 | 0 | 0 | 0 | 0 | 0
[7 empty] | 0 | 0 | 0 | 0 | 0 | 0
[7 empty] | 0 | 0 | 0 | 0 | 0 | 0
[7 empty] | 0 | 0 | 0 | 0 | 0 | 0
[7 empty] | 0 | 0 | 0 | 0 | 0 | 0
[7 empty] | 0 | 0 | 0 | 0 | 0 | 0
[7 empty] | 0 | 0 | 0 | 0 | 0 | 0
[7 empty] | 0 | 0 | 0 | 0 | 0 | 0
[7 empty] | 0 | 0 | 0 | 0 | 0 | 0
[7 empty] | 0 | 0 | 0 | 0 | 0 | 0
[7 empty] | 0 | 0 | 0 | 0 | 0 | 0
[7 empty] | 0 | 0 | 0 | 0 | 0 | 0
[7 empty] | 0 | 0 | 0 | 0 | 0 | 0
[7 empty] | 0 | 0 | 0 | 0 | 0 | 0
[7 empty] | 0 | 0 | 0 | 0 | 0 | 0
[7 empty] | 0 | 0 | 0 | 0 | 0 | 0
[7 empty] | 0 | 0 | 0 | 0 | 0 | 0
[7 empty] | 0 | 0 | 0 | 0 | 0 | 0
[7 empty] | 0 | 0 | 0 | 0 | 0 | 0
[7 empty] | 0 | 0 | 0 | 0 | 0 | 0
[7 empty] | 0 | 0 | 0 | 0 | 0 | 0
[7 empty] | 0 | 0 | 0 | 0 | 0 | 0
[7 empty] | 0 | 0 | 0 | 0 | 0 | 0
[7 empty] | 0 | 0 | 0 | 0 | 0 | 0
[7 empty] | 0 | 0 | 0 | 0 | 0 | 0
[7 empty] | 0 | 0 | 0 | 0 | 0 | 0
[7 empty] | 0 | 0 | 0 | 0 | 0 | 0
[7 empty] | 0 | 0 | 0 | 0 | 0 | 0
[7 empty] | 0 | 0 | 0 | 0 | 0 | 0
[7 empty] | 0 | 0 | 0 | 0 | 0 | 0
[7 empty] | 0 | 0 | 0 | 0 | 0 | 0
[7 empty] | 0 | 0 | 0 | 0 | 0 | 0
[7 empty] | 0 | 0 | 0 | 0 | 0 | 0
[7 empty] | 0 | 0 | 0 | 0 | 0 | 0
[7 empty] | 0 | 0 | 0 | 0 | 0 | 0
[7 empty] | 0 | 0 | 0 | 0 | 0 | 0
[7 empty] | 0 | 0 | 0 | 0 | 0 | 0
[7 empty] | 0 | 0 | 0 | 0 | 0 | 0
[7 empty] | 0 | 0 | 0 | 0 | 0 | 0
[7 empty] | 0 | 0 | 0 | 0 | 0 | 0
[7 empty] | 0 | 0 | 0 | 0 | 0 | 0
[7 empty] | 0 | 0 | 0 | 0 | 0 | 0
[7 empty] | 0 | 0 | 0 | 0 | 0 | 0
[7 empty] | 0 | 0 | 0 | 0 | 0 | 0
[7 empty] | 0 | 0 | 0 | 0 | 0 | 0
[7 empty] | 0 | 0 | 0 | 0 | 0 | 0
[7 empty] | 0 | 0 | 0 | 0 | 0 | 0
[7 empty] | 0 | 0 | 0 | 0 | 0 | 0
[7 empty] | 0 | 0 | 0 | 0 | 0 | 0
[7 empty] | 0 | 0 | 0 | 0 | 0 | 0
[7 empty] | 0 | 0 | 0 | 0 | 0 | 0
[7 empty] | 0 | 0 | 0 | 0 | 0 | 0
[7 empty] | 0 | 0 | 0 | 0 | 0 | 0
[7 empty] | 0 | 0 | 0 | 0 | 0 | 0
[7 empty] | 0 | 0 | 0 | 0 | 0 | 0
[7 empty] | 0 | 0 | 0 | 0 | 0 | 0
[7 empty] | 0 | 0 | 0 | 0 | 0 | 0
[7 empty] | 0 | 0 | 0 | 0 | 0 | 0
[7 empty] | 0 | 0 | 0 | 0 | 0 | 0
[7 empty] | 0 | 0 | 0 | 0 | 0 | 0
[7 empty] | 0 | 0 | 0 | 0 | 0 | 0
[7 empty] | 0 | 0 | 0 | 0 | 0 | 0
[7 empty] | 0 | 0 | 0 | 0 | 0 | 0
[7 empty] | 0 | 0 | 0 | 0 | 0 | 0
[7 empty] | 0 | 0 | 0 | 0 | 0 | 0
[7 empty] | 0 | 0 | 0 | 0 | 0 | 0
[7 empty] | 0 | 0 | 0 | 0 | 0 | 0
[7 empty] | 0 | 0 | 0 | 0 | 0 | 0
[7 empty] | 0 | 0 | 0 | 0 | 0 | 0
[7 empty] | 0 | 0 | 0 | 0 | 0 | 0
[7 empty] | 0 | 0 | 0 | 0 | 0 | 0
[7 empty] | 0 | 0 | 0 | 0 | 0 | 0
[7 empty] | 0 | 0 | 0 | 0 | 0 | 0
[7 empty] | 0 | 0 | 0 | 0 | 0 | 0
[7 empty] | 0 | 0 | 0 | 0 | 0 | 0
[7 empty] | 0 | 0 | 0 | 0 | 0 | 0
[7 empty] | 0 | 0 | 0 | 0 | 0 | 0
[7 empty] | 0 | 0 | 0 | 0 | 0 | 0
[7 empty] | 0 | 0 | 0 | 0 | 0 | 0
[7 empty] | 0 | 0 | 0 | 0 | 0 | 0
[7 empty] | 0 | 0 | 0 | 0 | 0 | 0
[7 empty] | 0 | 0 | 0 | 0 | 0 | 0
[7 empty] | 0 | 0 | 0 | 0 | 0 | 0
[7 empty] | 0 | 0 | 0 | 0 | 0 | 0
[7 empty] | 0 | 0 | 0 | 0 | 0 | 0
[7 empty] | 0 | 0 | 0 | 0 | 0 | 0
[7 empty] | 0 | 0 | 0 | 0 | 0 | 0
[7 empty] | 0 | 0 | 0 | 0 | 0 | 0
[7 empty] | 0 | 0 | 0 | 0 | 0 | 0
[7 empty] | 0 | 0 | 0 | 0 | 0 | 0
[7 empty] | 0 | 0 | 0 | 0 | 0 | 0
[7 empty] | 0 | 0 | 0 | 0 | 0 | 0
[7 empty] | 0 | 0 | 0 | 0 | 0 | 0
[7 empty] | 0 | 0 | 0 | 0 | 0 | 0
[7 empty] | 0 | 0 | 0 | 0 | 0 | 0
[7 empty] | 0 | 0 | 0 | 0 | 0 | 0
[7 empty] | 0 | 0 | 0 | 0 | 0 | 0
[7 empty] | 0 | 0 | 0 | 0 | 0 | 0
[7 empty] | 0 | 0 | 0 | 0 | 0 | 0
[7 empty] | 0 | 0 | 0 | 0 | 0 | 0
[7 empty] | 0 | 0 | 0 | 0 | 0 | 0
[7 empty] | 0 | 0 | 0 | 0 | 0 | 0
[7 empty] | 0 | 0 | 0 | 0 | 0 | 0

## FDAS_EDWARDS
CATEGORY | TYPE | MODEL | ITEM DESCRIPTION (NOTE: ALL EDWARDS PANEL ARE PRE-ORDER) | OTHER DESCRIPTION | PURCHASE AMOUNT (OLD PRICE) | Last Price Update Date | Last Price Update Date | PURCHASE AMOUNT (VAT INC) NOTE: EDWARDS' PRICES ARE SUBJECT FOR CONFIRMATION | Last Price Update Date | SRP (End-User) |  | DEALER's PRICE |  | CONTRACTOR's PRICE |  | REMARKS
[10 empty] | Small Volume (50% Mark-Up) | Big Volume (30% Mark-Up) | Small Volume (30% Mark-Up) | Big Volume (20% Mark-Up) | Small Volume (15% Mark-Up) | Big Volume (10% Mark-Up)
Addressable |  | SIGA-PD | Intelligent Photoelectric Smoke Detector w/ SIGA-SB base |  | 2598.41 | PHASED OUT |  | #VALUE! | PHASED OUT | 0 | 0 | 0 | 0 | 0 | 0 | EOL
Addressable |  | SIGA-OSD | Edwards Addr. Intelligent Multi-criteria optical smoke detector |  | 2766.09 | 2021-09-30 | 3507.39 | 3238.82 | 2026-01-20 | 5261.085 | 4559.607 | 4559.607 | 4208.868 | 4033.4985 | 3858.129 | NEW MODEL FOR SIGA-PD
|  | SIGA-OSD-FCN | Edwards Addr. Intelligent Multi-criteria optical smoke detector | CHINA |  |  | 2960.78 |  | 2026-01-26 | 4441.17
|  | SIGA-COD | Edwards EST SIGA-COD Intelligent Carbon Monoxide Detector |  |  |  | 1366.52 |  | 2026-01-26
Addressable |  | SIGA-SB | Edwards Addr. Detector Base - Standard |  | 569.63 | 2021-06-23 | 349.22 | 323.88 | 2026-01-20 | 523.83 | 453.986 | 453.986 | 419.064 | 401.603 | 384.142
Addressable |  | SIGA-HRD | Edwards Addr. Intelligent S2G FT / ROR Heat Detector - 135F |  | 1934.35 | 2021-09-30 | 1852.39 | 2365.62 | 2026-01-20 | 2778.585 | 2408.107 | 2408.107 | 2222.868 | 2130.2485 | 2037.629
|  | SIGA-REL | Edwards EST SIGA-REL Analog Releasing Module |  |  |  | 17339.56 |  | 2026-01-26
Addressable |  | 757-7A-T | 15/75 cd Temporal Horn/Strobe - 24 Vdc, RED. UL1971 Listed | PHASED OUT | 3613.28 | 2021-10-20 |  | 3372.39 | 2025-07-18 | 0 | 0 | 0 | 0 | 0 | 0
Addressable |  | G4AVRF + GRSW | Edwards Addr. Wall Horn/Strobe, Red with FIRE markings, with LED strobe light with Mounting Plate | Old Model of 757-7A-T | 3613.28 | 2021-10-20 | 3191.71 | 3419.68 | 2025-07-18 | 4787.565 | 4149.223 | 4149.223 | 3830.052 | 3670.4665 | 3510.881 | New Model of 757-7A-T
Addressable |  | G4AVRF | Edwards Addr. wall horne/Strobe ,white w/ fire markings,w/ LED strobe |  |  |  | 3021.52 | 2981.18 | 2026-01-23 | 4532.28 | 3927.976 | 3927.976 | 3625.824 | 3474.748 | 3323.672
|  | G1AVRF | MINI HORN STROBE |  |  |  | 1989.04 |  | 2026-01-26
Addressable |  | G4SVRF + GRSW | Edwards Addr. Wall, Speaker Strobe Red with Mounting Plate |  | 29569.79 | 2021-06-23 | 4497.36 | 4577.07 | 2025-07-18 | 6746.04 | 5846.568 | 5846.568 | 5396.832 | 5171.964 | 4947.096
Addressable |  | G4SVRF | Edwards Addr. Wall, Speaker Strobe Red |  |  |  | 4054 | 4138.57 | 2026-01-23 | 6081 | 5270.2 | 5270.2 | 4864.8 | 4662.1 | 4459.4
|  | G4VRF | BEAM STROBE |  |  |  | 2641.93 |  | 2026-01-23
Addressable |  | GRSW | Edwards Addr. Mounting Plate for Speaker Strobe ONLY |  |  |  | 443.36 | 438.5 | 2026-01-26 | 665.04 | 576.368 | 576.368 | 532.032 | 509.864 | 487.696
Addressable |  | SIGA-278 | Edwards Addr.Manual Pull Station - Double Action, 1-stage |  | 2815.17 | 2021-06-23 | 4114.73 | 3798.25 | 2026-01-26 | 6172.095 | 5349.149 | 5349.149 | 4937.676 | 4731.9395 | 4526.203
Addressable |  | SIGA-270 | Edwards Addr. Manual Pull Station -Single Action, 1-stage |  | 2433.38 | 2021-06-23 | 3477.02 | 3189.36 | 2026-01-26 | 5215.53 | 4520.126 | 4520.126 | 4172.424 | 3998.573 | 3824.722
Addressable |  | SIGA-CT1 | Edwards Addr. Single Input Module |  | 2021.25 | 2021-06-23 | 1791.65 | 2089.77 | 2026-01-26 | 2687.475 | 2329.145 | 2329.145 | 2149.98 | 2060.3975 | 1970.815
Addressable |  | SIGA-CC1 | Edwards Addr. Single Input (Riser) Module |  | 2590.88 | 2021-06-23 | 2444.54 | 3093.68 | 2026-01-26 | 3666.81 | 3177.902 | 3177.902 | 2933.448 | 2811.221 | 2688.994
Addressable |  | SIGA-CC2 | Edwards Addr. Dual Input (Riser) Module |  | 2363.85 |  | 4056.62 | 4056.62 | 2025-07-18 | 6084.93 | 5273.606 | 5273.606 | 4867.944 | 4665.113 | 4462.282
Addressable |  | SIGA-CR | Edwards Addr. Control Relay Module | 2171.24 | 2206.26 |  | 2429.11 | 2429.11 | 2025-07-18 | 3643.665 | 3157.843 | 3157.843 | 2914.932 | 2793.4765 | 2672.021
Addressable |  | SIGA-CT1 | Edwards Addr. Single Input/zone Module |  | 1934.35 | 2021-01-29 | 1651.8 | 1651.8 | 2025-07-18 | 2477.7 | 2147.34 | 2147.34 | 1982.16 | 1899.57 | 1816.98
Addressable |  | SIGA-CT2 | Edwards Addr. Dual Input Module. | 2398.99 | 2433.38 | 2021-01-29 | 3632.92 | 3632.92 | 2025-07-18 | 5449.38 | 4722.796 | 4722.796 | 4359.504 | 4177.858 | 3996.212
Addressable |  | SIM-INTL | Edwards Addr. Interface module for 2 wire Convntional detector |  | 1047.38 | 2021-06-23 | 1594.27 | 1128 | 2026-01-26 | 2391.405 | 2072.551 | 2072.551 | 1913.124 | 1833.4105 | 1753.697
Addressable |  | SIGA-WTM | Edwards Addr. Combination Waterflow/Tamper Module | 1822.02 | 3782.35 | 2021-06-23 | 3654.04 | 3654.04 | 2025-07-18 | 5481.06 | 4750.252 | 4750.252 | 4384.848 | 4202.146 | 4019.444
Addressable |  | SIGA-PHD | Edwards Addressable Multi Sensor Smoke & Heat Detector |  | 3488.74 | 2021-10-18 | 2705.25 | 2705.25 | 2025-07-18 | 4057.875 | 3516.825 | 3516.825 | 3246.3 | 3111.0375 | 2975.775
Addressable |  | SIGA-IM | Edwards Addr. Loop Isoaltor Module |  | 2189 |  | 2309.55 | 2309.55 | 2025-07-18 | 3464.325 | 3002.415 | 3002.415 | 2771.46 | 2655.9825 | 2540.505
Addressable |  | SIGA-AB4G | Edwards Addr. Audible Sounder for SIGA PD AddressbleSmoke |  | 1835.4 |  | 2281.13 | 2281.13 | 2025-07-18 | 3421.695 | 2965.469 | 2965.469 | 2737.356 | 2623.2995 | 2509.243
Addressable |  | SIGA-AB4G-LF | Edwards Addr. Audible Sounder Base, low frequency (520Hz) |  |  |  | 3585.4 | 3585.4 | 2025-07-18 | 5378.1 | 4661.02 | 4661.02 | 4302.48 | 4123.21 | 3943.94
Addressable |  | PEI-SAN-ANN | Edwards Addr.Custom Serial LED annunciator |  | 11875 |  | 13715.53 | 13715.53 | 2025-07-18 | 20573.295 | 17830.189 | 17830.189 | 16458.636 | 15772.8595 | 15087.083
Addressable |  | PEI-SAN-DVR | Edwards Addr. Custom Serial LED annunciator Drive |  | 10625 |  | 12271.88 | 12271.88 | 2025-07-18 | 18407.82 | 15953.444 | 15953.444 | 14726.256 | 14112.662 | 13499.068
Addressable |  | BPS10A/230 | Edwards Addr. 10 Amp Booster Power Supply |  | 23455.93 |  | 28738.54 | 28643.39 | 2026-01-26 | 43107.81 | 37360.102 | 37360.102 | 34486.248 | 33049.321 | 31612.394
Addressable |  | BPS6A/230 | Edwards Addr. 6.5 Amp Booster Power Supply |  | 23455.93 |  | 15611.83 | 15611.83 | 2025-07-18 | 23417.745 | 20295.379 | 20295.379 | 18734.196 | 17953.6045 | 17173.013
|  | BC-1 | Battery Cabinet. 14.0" x 18.25" x 7.25" |  |  |  | 7006.89 | 7006.89 | 2025-07-18 | 10510.335 | 9108.957 | 9108.957 | 8408.268 | 8057.9235 | 7707.579
Addressable |  | iO64G-2 | Edwards Addr. FACP, 1 Loop, 64 intelligent devices max, 2 Class B NAC's, 4.25A Gray, 230VAC |  | 62802.32 | 2021-06-23 | 60487.25 | 58535.8 | 2025-07-18 | 90730.875 | 78633.425 | 78633.425 | 72584.7 | 69560.3375 | 66535.975
Addressable |  | iO1000G2 FACP | iO Series addressable fire alarm control panel, 1 loop expandable to 4 loops, with 4 built-in system relays, 4 line(80 character) backlit LCD display, power supply, charger & batteries Components are: (1)FACP, 4 Loops max, 4 Class B NAC's, 6.5A , 230VAC (2)Battery 17 AH, 12 volt cells (1)Battery cabinet (1 LOOP) | iO10000G2 has different components, please ASK FIRST the purchasing department your requirements for us to give you accurate prices. | 87602.99 | 2021-06-23 | 111760.02 | 111760.02 | 2025-07-18 | 167640.03 | 145288.026 | 145288.026 | 134112.024 | 128524.023 | 122936.022
Addressable |  | iO1000G2 FACP | iO Series Addressblefire alarm control panel, 4loops with 4 built-in system relays, 4 line (80) character backlit LCD display, 6 amp power supply, charger & maintenance free rechargeable batteries components are: (1) FACP, 1 Loop, 4 Class B NAC's, 6.5A, 230VAC (1) Expansion Loop (2) Battery 12 AH, 12 volt cells (2 LOOPS) |  | 122400 |  | 128520 | 128520 | 2025-07-18 | 192780 | 167076 | 167076 | 154224 | 147798 | 141372
Addressable |  | iO1000G2 FACP | iO Series Addressblefire alarm control panel, 4 loop, 4 Class B NACs, 6.5A, 230VAC with: (1) FACP, 3 Loop, 4 Class B NAC's, 6.5A, 230VAC (1) iOSDC2 Expasion Loop for w/ two 250 point Loop (2) Rechargeable Battery 12V-40AH/42AH (1) BC1 Battery Cabinet 14.0 x 18.25 x 7.25 (3 LOOPS) |  | 155800 |  | 163590 | 163590 | 2025-07-18 | 245385 | 212667 | 212667 | 196308 | 188128.5 | 179949
Addressable |  | I01000G2 FACP | Series Addressblefire alarm control panel, 4loops with 4 built-in system relays, 4 line (80) character backlit LCD display, 6 amp power supply, charger & maintenance free rechargeable batteries components are: (1) FACP, 1 Loop, 4 Class B NAC's, 6.5A, 230VAC (3) Expansion Loop (2) Battery 12 AH, 12 volt cells (4 LOOPS) |  | 189200 |  | 198660 | 198660 | 2025-07-18 | 297990 | 258258 | 258258 | 238392 | 228459 | 218526
Addressable |  | IO-SDC1 | Edwards Addr. Expansion module, one 250-device loop. For iO1000 only | 5663.45 |  |  | 21630.98 | 21630.98 | 2025-07-18 | 32446.47 | 28120.274 | 28120.274 | 25957.176 | 24875.627 | 23794.078
Addressable |  | IO-SDC2 | Edwards Addr. Expansion module, two 250-device loops, 500 devices total. For iO1000 only | 6847.76 |  |  | 31883.6 | 31883.6 | 2025-07-18 | 47825.4 | 41448.68 | 41448.68 | 38260.32 | 36666.14 | 35071.96
Addressable |  | SA-232 | Edwards Addr. Serial Interface, RS232, |  |  |  | 4830.85 | 4830.85 | 2025-07-18 | 7246.275 | 6280.105 | 6280.105 | 5797.02 | 5555.4775 | 5313.935
Addressable |  | SA-CLA | Edwards Addr. Class A NAC module, for 64pt systems only |  |  |  | 3515.3 | 3515.3 | 2025-07-18 | 5272.95 | 4569.89 | 4569.89 | 4218.36 | 4042.595 | 3866.83
Addressable |  | SA-DACT | Edwards Addr. Dialer/Modem, two telephone line connections, RJ31, mounts to base plate. |  |  |  | 9208.8 | 9208.8 | 2025-07-18 | 13813.2 | 11971.44 | 11971.44 | 11050.56 | 10590.12 | 10129.68
Addressable |  | SA-ETH | Edwards Addr. Ethernet Port Interface, RJ45, mounts to base plate. |  |  |  | 17339.29 | 17339.29 | 2025-07-18 | 26008.935 | 22541.077 | 22541.077 | 20807.148 | 19940.1835 | 19073.219
Addressable |  | RLCD | Edwards Addr. Remote Annunciator, 80 character LCD, Common System indicators |  |  |  | 16368.81 | 16368.81 | 2025-07-18 | 24553.215 | 21279.453 | 21279.453 | 19642.572 | 18824.1315 | 18005.691
Addressable |  | RLCD-C | Edwards Addr. Remote Annunciator, 80 character LCD, Common System indicators and controls |  |  |  | 18964.2 | 18754.65 | 2026-01-26 | 28446.3 | 24653.46 | 24653.46 | 22757.04 | 21808.83 | 20860.62
Addressable |  | IO1000-RE | Edwards Addr. Replacement electronics assembly, four loop, iO series, English | 48602.4 |  |  | 26052.07 | 26052.07 | 2025-07-18 | 39078.105 | 33867.691 | 33867.691 | 31262.484 | 29959.8805 | 28657.277
Addressable |  | IO64-RE | Edwards Addr. Replacement electronics assembly, one loop limited, iO series, English | 44836.89 |  |  | 24930.63 | 24930.63 | 2025-07-18 | 37395.945 | 32409.819 | 32409.819 | 29916.756 | 28670.2245 | 27423.693
Addressable |  | EST3 | Edwards Addr. EST3 fire alarm control panel 4 loops complete with powersupply/charger, sealed lead acid maintenance-free rechargeable batteries to power the system for 24 hours standby and 30 minutes alarm condition. Includes: (1) Central Processor Module (1) Network Communication Card, Class A (5) Dual loop SIGA Data Controller (1) Zoned Amplifier, 20 Watt, Class B (1) Liquid Crystal Display Module (5) 12 Switch, 12 Yellow LED Ctrl Display Module (1) Audio Source Unit with Fire Phone (2) Primary Power Supply with Local Rail Module, 120-230V (2) Seven Space Chassis with Rails (4) Blank LRM Filler (1) Remote Chassis Cabinet, Red (1) Battery Shelf (1) White Backbox with 21 x LRM spaces, no door (1) White door assembly for 3-CAB7 (2) Battery, 12 V @ 65 AH | EST3 has different components, please ASK FIRST the purchasing department your requirements for us to give you accurate prices. |  |  | 837357.43 | 837357.43 | 2025-07-18 | 1256036.145 | 1088564.659 | 1088564.659 | 1004828.916 | 962961.0445 | 921093.173
Addressable |  | EST3 | Edwards Addr. EST3 fire alarm control panel 4 loops complete with powersupply/charger, sealed lead acid maintenance-free rechargeable batteries to power the system for 24 hours standby and 30 minutes alarm condition. Includes: (1) Central Processor Module (1) Network Communication Card, Class A (4) Dual loop SIGA Data Controller (1) Primary Power Supply,120-230 V (1) Seven Space Chassis with Rails (1) Remote Chassis Cabinet, Red (2) Battery, 12 V @ 50 AH |  |  |  | 445123.5 | 445123.5 | 2025-07-18 | 667685.25 | 578660.55 | 578660.55 | 534148.2 | 511892.025 | 489635.85
Addressable |  | EST3 | Edwards Addr. EST3 fire alarm control panel 4 loops complete with powersupply/charger, sealed lead acid maintenance-free rechargeable batteries to power the system for 24 hours standby and 30 minutes alarm condition. Includes: (1) Central Processor Module (1) Network Communication Card, Class B (4) Single loop SIGA Data Controller (1) Liquid Crystal Display Module (1) 12 Switch, 12 Yellow LED Ctrl Display Module (1) Primary Power Supply, 230 V (1) Seven Space Chassis with Rails (1) White Backbox with 7 x LRM spaces, no door (1) White door assembly for 3-CAB7 (1) Battery cabinet (2) Battery, 12 V @ 40 AH |  | 276950.86 | 2021-06-23 | 290798.403 | 290798.403 | 2025-07-18 | 436197.6045 | 378037.9239 | 378037.9239 | 348958.0836 | 334418.1635 | 319878.2433
Addressable |  | EST3 | Edwards Addr. EST3 fire alarm control panel complete with power supply/charger, sealed lead acid maintenance- free rechargeable batteries to power the system for 24 hours standby and 30 minutes alarm condition. Includes: (1) Central processor module (1) Network Communication Card, Class B (10) Single loop SIGA Data Controller (1) Liquid Crystal Display Module (2) 12 Switch, 12 Yellow LED ctd Display Module (1) Primary Power Supply, 230V (2) Seven Space Chasis with Rails (1) Blank LRM Filter (1) Remote Chasis Cabinet, Red (1) Battery Shelf (1) White Back door with 14 x LRM spaces, no door (1) White door assembly for 3-CAB14 (2) Battery, 12V @ 6.5 AH |  | 514317.85 |  | 540033.7425 | 540033.7425 | 2025-07-18 | 810050.6138 | 702043.8653 | 702043.8653 | 648040.491 | 621038.8039 | 594037.1168
Addressable |  | EST3 | Edwards Addr. EST3 fire alarm control panel complete with power supply/charger, sealed lead acid maintenance-free rechargeable batteries to power the system for 24 hours standby and 30 minutes alarm condition. Includes: 3-CPU3 ( 1 ) Central Processor Module 3-RS485A ( 1 ) Network Communication Card, Class A 3-SSDC1 ( 1 ) Single loop SIGA Data Controller 3-ZA40B ( 1 ) 40-watt Zoned Amplifier, 25 or 70 Vrms, Class B 3-LCD ( 1 ) Liquid Crystal Display Module 3-12SY ( 1 ) 12 Switch, 12 Yellow LED Ctrl Display Module 3-ASU/FT ( 1 ) Audio Source Unit with Fire Phone 3-PPS/M-230 ( 1 ) Primary Power Supply, 230 V 3-BPS/M-230 ( 1 ) Booster Power Supply, 230 V 3-CHAS7 ( 1 ) Seven Space Chassis with Rails 3-LRMF ( 1 ) Blank LRM Filler 3-FP ( 4 ) Filler plate 3-CAB14B ( 1 ) White Backbox with 14 x LRM spaces, no door 3-CAB14D ( 1 ) White door assembly for 3-CAB14 BC-1 ( 1 ) Battery cabinet 12V40A ( 2 ) Battery, 12 V @ 40 AH |  | 378526.33 | 2021-11-11 | 397452.6465 | 397452.6465 | 2025-07-18 | 596178.9698 | 516688.4405 | 516688.4405 | 476943.1758 | 457070.5435 | 437197.9112
Addressable |  | PEI-LCB | Local combination box (1) Manual Pull Station - Double Action, 1-stage (1) Bell, 152 mm (6"") dia, red, 24 VDC, micromotor (1) Portable Telephone Receptacle - 1-gang, SS (1) Indicating lamp |  | 6548 |  | 6875.4 | 6875.4 | 2025-07-18 | 10313.1 | 8938.02 | 8938.02 | 8250.48 | 7906.71 | 7562.94
Addressable |  | PEI-SAN-ANN | Custom Serial LED annunciator |  | 11215 |  | 11775.75 | 11775.75 | 2025-07-18 | 17663.625 | 15308.475 | 15308.475 | 14130.9 | 13542.1125 | 12953.325
Addressable |  | PEI-SAN-DVR | Custom Serial LED annunciator Driver |  | 10034 |  | 10535.7 | 10535.7 | 2025-07-18 | 15803.55 | 13696.41 | 13696.41 | 12642.84 | 12116.055 | 11589.27
Addressable |  | 6830-3 | Portable (Plug-in) Telephone Handset - BLACK |  | 2469 |  | 3667.35 | 3667.35 | 2025-07-18 | 5501.025 | 4767.555 | 4767.555 | 4400.82 | 4217.4525 | 4034.085
Addressable |  | 3-CPU3 | Central Processor Unit Module |  | 29500 |  | 34051.01 | 34051.01 | 2025-07-18 | 51076.515 | 44266.313 | 44266.313 | 40861.212 | 39158.6615 | 37456.111
Addressable |  | 3-MODCOM | Modem / Communicator (DACT). Takes one local rail space |  |  |  | 19955.28 | 19955.28 | 2025-07-18 | 29932.92 | 25941.864 | 25941.864 | 23946.336 | 22948.572 | 21950.808
Addressable |  | 3-MODCOMP | Modem / Communicator (DACT) / Pager interface (TAP protocol). |  |  |  | 59947.8 | 59947.8 | 2025-07-18 | 89921.7 | 77932.14 | 77932.14 | 71937.36 | 68939.97 | 65942.58
Addressable |  | 3-RS232 | RS-232 Communication Card. two separate isolated RS-232 ports |  |  |  | 12477.17 | 12477.17 | 2025-07-18 | 18715.755 | 16220.321 | 16220.321 | 14972.604 | 14348.7455 | 13724.887
Addressable |  | 3-RS485A | Network Communications Card, Class A. Class A/B Network and Audio Data |  |  |  | 15857.69 | 15857.69 | 2025-07-18 | 23786.535 | 20614.997 | 20614.997 | 19029.228 | 18236.3435 | 17443.459
Addressable |  | 3-RS485B | Network Communications Card, Class B. |  |  |  | 13296.69 | 13296.69 | 2025-07-18 | 19945.035 | 17285.697 | 17285.697 | 15956.028 | 15291.1935 | 14626.359
Addressable |  | 3-SDDC2 | Signature Dual Driver Controller. |  |  |  | 83873.95 | 83873.95 | 2025-07-18 | 125810.925 | 109036.135 | 109036.135 | 100648.74 | 96455.0425 | 92261.345
Addressable |  | 3-SSDC2 | Single Signature Driver Controller. |  |  |  | 42676.44 | 42676.44 | 2025-07-18 | 64014.66 | 55479.372 | 55479.372 | 51211.728 | 49077.906 | 46944.084
Addressable |  | 3-SDC1 | Signature Driver Card. Used to upgrade 3-SSDC1 to 3-SDDC1. |  |  |  | 38988.61 | 38988.61 | 2025-07-18 | 58482.915 | 50685.193 | 50685.193 | 46786.332 | 44836.9015 | 42887.471
Addressable |  | 3-ANNCPU3 | Annunciator CPU. One Required per graphic annunciator |  |  |  | 18582.59 | 18582.59 | 2025-07-18 | 27873.885 | 24157.367 | 24157.367 | 22299.108 | 21369.9785 | 20440.849
Addressable |  | 3-LCDANN | Remote LCD Command Module Annunciator. Includes LCD display, CPU and Doors |  | 37852.5 | 2021-06-23 | 35403.9 | 35403.9 | 2025-07-18 | 53105.85 | 46025.07 | 46025.07 | 42484.68 | 40714.485 | 38944.29
|  | 3-LCD | Liquid Crystal Display |  |  |  | 11968.9 | 11968.9 | 2025-07-18 | 17953.35 | 15559.57 | 15559.57 | 14362.68 | 13764.235 | 13165.79
Addressable |  | RLCM/B | Driver Annunciator |  | 5497 |  | 3544.42 | 3544.42 | 2025-07-18 | 5316.63 | 4607.746 | 4607.746 | 4253.304 | 4076.083 | 3898.862
Addressable |  | 10ANN/B | Semi-flush Annunciator Wall Box |  |  |  | 4937.6 | 4937.6 | 2025-07-18 | 7406.4 | 6418.88 | 6418.88 | 5925.12 | 5678.24 | 5431.36
Addressable |  | 10ANN/B-S | Surface Annunciator Wall Box |  |  |  | 4896.63 | 4896.63 | 2025-07-18 | 7344.945 | 6365.619 | 6365.619 | 5875.956 | 5631.1245 | 5386.293
Addressable |  | 3-10ANN | Ten Position Base Annunciator. Includes Door, CPU card, two annunciator support modules |  |  |  | 36079.32 | 36079.32 | 2025-07-18 | 54118.98 | 46903.116 | 46903.116 | 43295.184 | 41491.218 | 39687.252
Addressable |  | 3-6ANN | Six Position Base Annunciator. Includes Door, CPU card, two annunciator support modules |  |  |  | 37377.51 | 37377.51 | 2025-07-18 | 56066.265 | 48590.763 | 48590.763 | 44853.012 | 42984.1365 | 41115.261
Addressable |  | 3-ANNSM | Annunciator Support Module |  |  |  | 4548.33 | 4548.33 | 2025-07-18 | 6822.495 | 5912.829 | 5912.829 | 5457.996 | 5230.5795 | 5003.163
Addressable |  | 6ANN/B | Semi-flush Annunciator Wall Box |  |  |  | 4077.11 | 4077.11 | 2025-07-18 | 6115.665 | 5300.243 | 5300.243 | 4892.532 | 4688.6765 | 4484.821
Addressable |  | 6ANN/B-S | Surface Annunciator Wall Box |  |  |  | 4159.06 | 4159.06 | 2025-07-18 | 6238.59 | 5406.778 | 5406.778 | 4990.872 | 4782.919 | 4574.966
Addressable |  | 3-10ANN/D | Ten Position Annunciator Cabinet Door |  |  |  | 9219.59 | 9219.59 | 2025-07-18 | 13829.385 | 11985.467 | 11985.467 | 11063.508 | 10602.5285 | 10141.549
Addressable |  | 3-6ANN/D | Six Position Annunciator Cabinet Door (bms id 1252) |  |  |  | 8604.95 | 8604.95 | 2025-07-18 | 12907.425 | 11186.435 | 11186.435 | 10325.94 | 9895.6925 | 9465.445
Addressable |  | EC-50R | Reflective Beam Detector (160ft) | PHASED-OUT | 42504.84 | 2021-10-14 | 54717.28 | 54717.28 | 2025-07-18 | 82075.92 | 71132.464 | 71132.464 | 65660.736 | 62924.872 | 60189.008
Addressable |  | EC-100R | Reflective Beam Detector (330ft) | PHASED-OUT | 50954.9 | 2021-10-14 | 60445.99 | 60445.99 | 2025-07-18 | 90668.985 | 78579.787 | 78579.787 | 72535.188 | 69512.8885 | 66490.589
|  | 60-10-300 | FIRERAYONE BEAM DETECTOR,120M UL LISTED |  |  |  | 49423.51 | 38382.09 | 02/03/26 | 74135.265 | 64250.563 | 64250.563 | 59308.212 | 56837.0365 | 54365.861
|  | 1010-000 | Long range Prism kit |  |  |  | 9989.86 | 9989.86 | 2025-07-18 | 14984.79 | 12986.818 | 12986.818 | 11987.832 | 11488.339 | 10988.846
Addressable |  | EC-LLT | Remote Test Station | PHASED-OUT | 9047 |  | 11684.61 | 11684.61 | 2025-07-18 | 17526.915 | 15189.993 | 15189.993 | 14021.532 | 13437.3015 | 12853.071
Addressable |  | G1R-HDVM | Genesis Temporal Horn Strobe |  | 2265 |  | 2378.25 | 2378.25 | 2025-07-18 | 3567.375 | 3091.725 | 3091.725 | 2853.9 | 2734.9875 | 2616.075
Addressable |  | G4R-S7VM | Speaker Strobe (70V) Multi tap multi cd RED |  | 2749 |  | 2886.45 | 2886.45 | 2025-07-18 | 4329.675 | 3752.385 | 3752.385 | 3463.74 | 3319.4175 | 3175.095 | for confirmation
Addressable |  | IO-SDC-1 | Expansion Loop Card |  | 25021.08 | 2021-06-23 | 26272.134 | 26272.134 | 2025-07-18 | 39408.201 | 34153.7742 | 34153.7742 | 31526.5608 | 30212.9541 | 28899.3474
Addressable |  | 6830-3 | Portable Handset 6830-3 | 3974.25 | 3785 |  | 13270.38 | 3974.25 | 2026-01-26 | 19905.57 | 17251.494 | 17251.494 | 15924.456 | 15260.937 | 14597.418
Addressable |  | GENESIS LED-G4 SERIES | G1RH |  | 2155 |  | 2262.75 | 2262.75 | 2025-07-18 | 3394.125 | 2941.575 | 2941.575 | 2715.3 | 2602.1625 | 2489.025
Addressable |  | 6833-4 | EDWARDS EST 6833-4 WALL PLATE RECEPTACLE FOR EMERGENCY TELEPHONE | 941.38 | 1350 |  | 1417.5 | 1417.5 | 2025-07-18 | 2126.25 | 1842.75 | 1842.75 | 1701 | 1630.125 | 1559.25
Addressable |  | G4HFRF-S7VMC | EDWARDS SPEAKER STROBE (70V, RED) |  | 2939.81 |  | 3086.8005 | 3086.8005 | 2025-07-18 | 4630.2007 | 4012.8407 | 4012.8407 | 3704.1606 | 3549.8206 | 3395.4806
Conventional | FireShield Plus | FSP 502-G-2 | Conventional Fire Alarm Control Panel, 5 Class B IDC zones, 2 Class B NAC's |  | 29569.79 | 2021-06-23 | 35131.53 | 39100 | 2026-01-22 | 52697.295 | 45670.989 | 45670.989 | 42157.836 | 40401.2595 | 38644.683
Conventional | FireShield Plus | FSP 1004G-2 | Conventional Fire Alarm Control Panel, 10 Class B IDC zones, 4 Class B NAC's |  | 32651.18 | 2021-06-23 | 48977.46 | 49400 | 2026-01-22 | 73466.19 | 63670.698 | 63670.698 | 58772.952 | 56324.079 | 53875.206
Conventional | FireShield Plus | F-DACT | F-Series upload/download DACT and modem, dual line, w/ 2X16 LCD |  |  |  | 12982.9 | 12982.9 | 2025-07-18 | 19474.35 | 16877.77 | 16877.77 | 15579.48 | 14930.335 | 14281.19
Conventional | FireShield Plus | FSRSI | Remote System Indicator, Power, Alarm, Supervisory, Trouble LED's with local buzzer |  |  |  | 3381.09 | 3381.09 | 2025-07-18 | 5071.635 | 4395.417 | 4395.417 | 4057.308 | 3888.2535 | 3719.199
Conventional | FireShield Plus | FSRZI-A | Remote Zone Indicator, contains 5 red LED's for alarm zone indication |  |  |  | 2744.8 | 2744.8 | 2025-07-18 | 4117.2 | 3568.24 | 3568.24 | 3293.76 | 3156.52 | 3019.28
Conventional | FireShield Plus | FSRZI-SA | Remote Zone Indicator, contains 5 bi-color LED's (Red/Yellow) for alarm or supervisory zone |  |  |  | 2991.83 | 2991.83 | 2025-07-18 | 4487.745 | 3889.379 | 3889.379 | 3590.196 | 3440.6045 | 3291.013
Conventional | FireShield Plus | FSRA10 | Remote LED Annunciator, includes common system indicators, 10 zone indicators |  |  |  | 14602.34 | 14602.34 | 2025-07-18 | 21903.51 | 18983.042 | 18983.042 | 17522.808 | 16792.691 | 16062.574
Conventional | FireShield Plus | FSRA10C | Remote LED Annunciator, includes common system indicators, 10 zone indicators & control |  |  |  | 18417.61 | 18417.61 | 2025-07-18 | 27626.415 | 23942.893 | 23942.893 | 22101.132 | 21180.2515 | 20259.371
Conventional | FireShield Plus | FSRRM | Fire Control Accessory, Remote Relay Module |  |  |  | 6027.85 | 5050.43 | 2026-01-23 | 9041.775 | 7836.205 | 7836.205 | 7233.42 | 6932.0275 | 6630.635
Conventional |  | 711U | Conventional Smoke Detector w/ base |  | 1113 | PHASED OUT | 1113 | 1113 | 2025-07-18 | 1669.5 | 1446.9 | 1446.9 | 1335.6 | 1279.95 | 1224.3
Conventional |  | 721U | Conventional Smoke and Heat Detector |  |  |  | 1250 | 1250 | 2025-07-18 | 1875 | 1625 | 1625 | 1500 | 1437.5 | 1375
Conventional |  | EDC-M9101 | Conventional Photoelectric Smoke /Heat Detector |  |  |  | 1061.06 | 1061.06 | 2025-07-18 | 1591.59 | 1379.378 | 1379.378 | 1273.272 | 1220.219 | 1167.166
Conventional |  | EDC-M9102 + EDBM01 | Conventional Photoelectric Smoke Detector with base |  |  |  | 1145.61 | 1059.67 | 2026-01-26 | 1718.415 | 1489.293 | 1489.293 | 1374.732 | 1317.4515 | 1260.171
Conventional |  | EDC-M9102 | Conventional Photoelectric Smoke Detector |  |  |  | 911 |  | 2026-01-22 | 1366.5 | 1184.3 | 1184.3 | 1093.2 | 1047.65 | 1002.1
Conventional |  | EDC- M9103 | Conventional Heat Detector |  |  |  | 797.13 | 788.67 | 2026-01-22 | 1195.695 | 1036.269 | 1036.269 | 956.556 | 916.6995 | 876.843
Conventional |  | EDB-M01 | EDWARDS CONVENTIONAL DETECTOR BASE |  |  |  | 170.81 | 157.74 | 2026-01-22 | 256.215 | 222.053 | 222.053 | 204.972 | 196.4315 | 187.891
Conventional |  | 270A-SPO | Conventional Manual Pull Station |  | 1131.2 | 2021-11-24 | 1594.27 | 1474.8 | 2026-01-22 | 2391.405 | 2072.551 | 2072.551 | 1913.124 | 1833.4105 | 1753.697
Conventional |  | 279B-1110 | Fire Alarm Manual Station - single pole, tool reset, double action, wire leads |  | 1446.38 | 2021-06-23 | 1272.16 | 1509.64 | 2026-01-23 | 1908.24 | 1653.808 | 1653.808 | 1526.592 | 1462.984 | 1399.376
Conventional |  | MB624 | Conventionl Bell | OLD MODEL | 2793 | 2021-06-23 | 2932.65 | 2932.65 | 2025-07-18 | 4398.975 | 3812.445 | 3812.445 | 3519.18 | 3372.5475 | 3225.915
Conventional |  | 439D-6AW-R | Fire Alarm Bell, 6" (150mm), Vibrating, Diode, 24VDC, Red |  | 3491.25 | 2021-06-23 | 7964.55 | 7439 | 2025-07-18 | 11946.825 | 10353.915 | 10353.915 | 9557.46 | 9159.2325 | 8761.005
Conventional |  | 439D-10AW-R | Fire Alarm Bell, 10" (250mm), Vibrating, Diode, 24VDC, Red |  |  |  | 3881.93 | 3881.93 | 2025-07-18 | 5822.895 | 5046.509 | 5046.509 | 4658.316 | 4464.2195 | 4270.123
Conventional |  | 721UT | Smoke Detector with Heat Sensor w/ 702E base |  | 1279.35 | 2021-11-10 | 1250 | 1250 | 2025-07-18 | 1875 | 1625 | 1625 | 1500 | 1437.5 | 1375
Conventional |  | AMX-B500T | Amerex 5lbs Capacity ABC Dry Chem Fire Extinguisher |  | 2500 |  | 0 | 2625 | 2025-07-18 | 0 | 0 | 0 | 0 | 0 | 0
Conventional |  | SIM-INTL | Interface Module for 2 wire Convntionl detector |  | 1080 | 2021-09-28 | 1200 | 1134 | 2025-07-18 | 1800 | 1560 | 1560 | 1440 | 1380 | 1320
Conventional |  | KL-710 | Conventional Heat Detector | PHASE OUT |  |  | 950 | 950 | 2025-07-18 | 1425 | 1235 | 1235 | 1140 | 1092.5 | 1045
Conventional |  | KZ-700 | Conventioal Heat Detector Base ONLY | PHASE OUT | 715.5 | 2021-09-20 | 400.5 | 400.5 | 2025-07-18 | 600.75 | 520.65 | 520.65 | 480.6 | 460.575 | 440.55
|  | 302-AW-194 (302-EPM-194) | Heat Det. - Rate Compensation, Explosion Proof Mounting UL - 194°F (Requires JALX-11 or equal) |  |  |  | 4858.72 | 3646.86 | 2025-07-18 | 7288.08 | 6316.336 | 6316.336 | 5830.464 | 5587.528 | 5344.592
|  | 302-AW-135 | Heat Det. - Rate Compensation, Explosion Proof Mounting UL - 135°F (Requires JALX-11 or equal) |  |  |  | 4858.72 |  | 2026-01-23 | 7288.08 | 6316.336 | 6316.336 | 5830.464 | 5587.528 | 5344.592
|  | JALX11 | Explosion proof outlet body with cover (1/2" thread hubs back, four sides and cover) - Killark model |  |  |  | 5121.99 | 5121.99 | 2025-07-18 | 7682.985 | 6658.587 | 6658.587 | 6146.388 | 5890.2885 | 5634.189
|  | MPSR1-D45WX-GE | Manual Station, Explosionproof. Listed for Class I Div. 1 & 2, Groups C & D; Class II Div. 1 & 2, Groups E, F & G; Class III; NEMA 7C,D; NEMA 9E,F,G |  |  |  | 31592.45 | 31592.45 | 2025-07-18 | 47388.675 | 41070.185 | 41070.185 | 37910.94 | 36331.3175 | 34751.695
|  | MPSR-LP | Fire Alarm Manual Station Dual Action level for MPSR1-D45WX-GE, English |  |  |  | 1352.21 | 1352.21 | 2025-07-18 | 2028.315 | 1757.873 | 1757.873 | 1622.652 | 1555.0415 | 1487.431
|  | 116DEGEX-FJ | Edwards' 116 Class Genesis Explosionproof fire alarm strobe, Class I, Division 1 and 2 explosion proof and hazardous location applications. |  |  |  | 25958.26 | 25958.26 | 2025-07-18 | 38937.39 | 33745.738 | 33745.738 | 31149.912 | 29851.999 | 28554.086
|  | 116EX-B | Strobe Accessory, Wall Elbow Bracket |  |  |  | 7059.04 | 7059.04 | 2025-07-18 | 10588.56 | 9176.752 | 9176.752 | 8470.848 | 8117.896 | 7764.944
|  | 116EX-C | Strobe Accessory, Wall/Ceiling Mount Box |  |  |  | 8996.08 | 8996.08 | 2025-07-18 | 13494.12 | 11694.904 | 11694.904 | 10795.296 | 10345.492 | 9895.688
|  | 116EX-P | Bracket for 116DEX, Pendant Mount |  |  |  | 7357.04 | 7357.04 | 2025-07-18 | 11035.56 | 9564.152 | 9564.152 | 8828.448 | 8460.596 | 8092.744
|  | 5533MD-AW | Adaptatone Hazardous Location Diode Polarized Multiple Tone Industrial Signal Gray 20VDC, 0.44A; 24VDC, 0.44A |  |  |  | 57956.64 | 57956.64 | 2025-07-18 | 86934.96 | 75343.632 | 75343.632 | 69547.968 | 66650.136 | 63752.304
|  | 3-ZA20B | 20-watt Zoned Amplifier, 25 or 70 Vrms, Class B |  |  |  | 23397.26 | 23397.26 | 2025-07-18 | 35095.89 | 30416.438 | 30416.438 | 28076.712 | 26906.849 | 25736.986
|  | 3-ASU/FT | Audio Source Unit with mounting Chassis, Microphone, Paging Controls and Firephone |  |  |  | 110204.8 | 110204.8 | 2025-07-18 | 165307.2 | 143266.24 | 143266.24 | 132245.76 | 126735.52 | 121225.28
|  | AD68-0100 | "Kidde Alarmline" Digital cable 68°C |  |  |  | 54691.62 | 54691.62 | 2025-07-18 | 82037.43 | 71099.106 | 71099.106 | 65629.944 | 62895.363 | 60160.782
|  | SSM-6-24 | CONVENTIONAL BELL |  |  |  | 2331 |  | 2026-01-23 | 3496.5 | 3030.3 | 3030.3 | 2797.2 | 2680.65 | 2564.1
|  | 30-3013A1N12A | Edwards Signaling 30-3013A1N12A Smoke Detector, Explosion Proof, 3 4 NPT, Non Latching |  |  |  | 950897.38 |  | 2026-01-26 | 1426346.07 | 1236166.594 |  | 1141076.856 | 1093531.987 | 1045987.118
|  | IO1000G-2 | Four Loop System with One 250-Point Loop |  |  |  | 91248.34 |  | 2026-01-26 | 136872.51 | 118622.842 | 118622.842 | 109498.008 | 104935.591 | 100373.174
[10 empty] | 0 | 0 | 0 | 0 | 0 | 0
[10 empty] | 0 | 0 | 0 | 0 | 0 | 0
[10 empty] | 0 | 0 | 0 | 0 | 0 | 0
[10 empty] | 0 | 0 | 0 | 0 | 0 | 0
[10 empty] | 0 | 0 | 0 | 0 | 0 | 0
[10 empty] | 0 | 0 | 0 | 0 | 0 | 0
[10 empty] | 0 | 0 | 0 | 0 | 0 | 0
[10 empty] | 0 | 0 | 0 | 0 | 0 | 0
[10 empty] | 0 | 0 | 0 | 0 | 0 | 0
[10 empty] | 0 | 0 | 0 | 0 | 0 | 0
[10 empty] | 0 | 0 | 0 | 0 | 0 | 0
[10 empty] | 0 | 0 | 0 | 0 | 0 | 0
[10 empty] | 0 | 0 | 0 | 0 | 0 | 0
[10 empty] | 0 | 0 | 0 | 0 | 0 | 0
[10 empty] | 0 | 0 | 0 | 0 | 0 | 0
[10 empty] | 0 | 0 | 0 | 0 | 0 | 0
[10 empty] | 0 | 0 | 0 | 0 | 0 | 0
[10 empty] | 0 | 0 | 0 | 0 | 0 | 0
[10 empty] | 0 | 0 | 0 | 0 | 0 | 0
[10 empty] | 0 | 0 | 0 | 0 | 0 | 0
[10 empty] | 0 | 0 | 0 | 0 | 0 | 0
[10 empty] | 0 | 0 | 0 | 0 | 0 | 0
[10 empty] | 0 | 0 | 0 | 0 | 0 | 0
[10 empty] | 0 | 0 | 0 | 0 | 0 | 0
[10 empty] | 0 | 0 | 0 | 0 | 0 | 0
[10 empty] | 0 | 0 | 0 | 0 | 0 | 0
[10 empty] | 0 | 0 | 0 | 0 | 0 | 0
[10 empty] | 0 | 0 | 0 | 0 | 0 | 0
[10 empty] | 0 | 0 | 0 | 0 | 0 | 0
[10 empty] | 0 | 0 | 0 | 0 | 0 | 0
[10 empty] | 0 | 0 | 0 | 0 | 0 | 0
[10 empty] | 0 | 0 | 0 | 0 | 0 | 0
[10 empty] | 0 | 0 | 0 | 0 | 0 | 0
[10 empty] | 0 | 0 | 0 | 0 | 0 | 0
[10 empty] | 0 | 0 | 0 | 0 | 0 | 0
[10 empty] | 0 | 0 | 0 | 0 | 0 | 0
[10 empty] | 0 | 0 | 0 | 0 | 0 | 0
[10 empty] | 0 | 0 | 0 | 0 | 0 | 0
[10 empty] | 0 | 0 | 0 | 0 | 0 | 0
[10 empty] | 0 | 0 | 0 | 0 | 0 | 0
[10 empty] | 0 | 0 | 0 | 0 | 0 | 0
[10 empty] | 0 | 0 | 0 | 0 | 0 | 0
[10 empty] | 0 | 0 | 0 | 0 | 0 | 0
[10 empty] | 0 | 0 | 0 | 0 | 0 | 0
[10 empty] | 0 | 0 | 0 | 0 | 0 | 0
[10 empty] | 0 | 0 | 0 | 0 | 0 | 0
[10 empty] | 0 | 0 | 0 | 0 | 0 | 0
[10 empty] | 0 | 0 | 0 | 0 | 0 | 0
[10 empty] | 0 | 0 | 0 | 0 | 0 | 0
[10 empty] | 0 | 0 | 0 | 0 | 0 | 0
[10 empty] | 0 | 0 | 0 | 0 | 0 | 0
[10 empty] | 0 | 0 | 0 | 0 | 0 | 0
[10 empty] | 0 | 0 | 0 | 0 | 0 | 0
[10 empty] | 0 | 0 | 0 | 0 | 0 | 0
[10 empty] | 0 | 0 | 0 | 0 | 0 | 0
[10 empty] | 0 | 0 | 0 | 0 | 0 | 0
[10 empty] | 0 | 0 | 0 | 0 | 0 | 0
[10 empty] | 0 | 0 | 0 | 0 | 0 | 0
[10 empty] | 0 | 0 | 0 | 0 | 0 | 0
[10 empty] | 0 | 0 | 0 | 0 | 0 | 0
[10 empty] | 0 | 0 | 0 | 0 | 0 | 0
[10 empty] | 0 | 0 | 0 | 0 | 0 | 0
[10 empty] | 0 | 0 | 0 | 0 | 0 | 0
[10 empty] | 0 | 0 | 0 | 0 | 0 | 0
[10 empty] | 0 | 0 | 0 | 0 | 0 | 0
[10 empty] | 0 | 0 | 0 | 0 | 0 | 0
[10 empty] | 0 | 0 | 0 | 0 | 0 | 0
[10 empty] | 0 | 0 | 0 | 0 | 0 | 0
[10 empty] | 0 | 0 | 0 | 0 | 0 | 0
[10 empty] | 0 | 0 | 0 | 0 | 0 | 0
[10 empty] | 0 | 0 | 0 | 0 | 0 | 0
[10 empty] | 0 | 0 | 0 | 0 | 0 | 0
[10 empty] | 0 | 0 | 0 | 0 | 0 | 0
[10 empty] | 0 | 0 | 0 | 0 | 0 | 0
[10 empty] | 0 | 0 | 0 | 0 | 0 | 0
[10 empty] | 0 | 0 | 0 | 0 | 0 | 0
[10 empty] | 0 | 0 | 0 | 0 | 0 | 0
[10 empty] | 0 | 0 | 0 | 0 | 0 | 0
[10 empty] | 0 | 0 | 0 | 0 | 0 | 0
[10 empty] | 0 | 0 | 0 | 0 | 0 | 0
[10 empty] | 0 | 0 | 0 | 0 | 0 | 0
[10 empty] | 0 | 0 | 0 | 0 | 0 | 0
[10 empty] | 0 | 0 | 0 | 0 | 0 | 0
[10 empty] | 0 | 0 | 0 | 0 | 0 | 0
[10 empty] | 0 | 0 | 0 | 0 | 0 | 0
[10 empty] | 0 | 0 | 0 | 0 | 0 | 0
[10 empty] | 0 | 0 | 0 | 0 | 0 | 0
[10 empty] | 0 | 0 | 0 | 0 | 0 | 0
[10 empty] | 0 | 0 | 0 | 0 | 0 | 0
[10 empty] | 0 | 0 | 0 | 0 | 0 | 0
[10 empty] | 0 | 0 | 0 | 0 | 0 | 0
[10 empty] | 0 | 0 | 0 | 0 | 0 | 0
[10 empty] | 0 | 0 | 0 | 0 | 0 | 0
[10 empty] | 0 | 0 | 0 | 0 | 0 | 0
[10 empty] | 0 | 0 | 0 | 0 | 0 | 0
[10 empty] | 0 | 0 | 0 | 0 | 0 | 0
[10 empty] | 0 | 0 | 0 | 0 | 0 | 0
[10 empty] | 0 | 0 | 0 | 0 | 0 | 0
[10 empty] | 0 | 0 | 0 | 0 | 0 | 0
[10 empty] | 0 | 0 | 0 | 0 | 0 | 0
[10 empty] | 0 | 0 | 0 | 0 | 0 | 0
[10 empty] | 0 | 0 | 0 | 0 | 0 | 0
[10 empty] | 0 | 0 | 0 | 0 | 0 | 0
[10 empty] | 0 | 0 | 0 | 0 | 0 | 0
[10 empty] | 0 | 0 | 0 | 0 | 0 | 0
[10 empty] | 0 | 0 | 0 | 0 | 0 | 0
[10 empty] | 0 | 0 | 0 | 0 | 0 | 0
[10 empty] | 0 | 0 | 0 | 0 | 0 | 0
[10 empty] | 0 | 0 | 0 | 0 | 0 | 0
[10 empty] | 0 | 0 | 0 | 0 | 0 | 0
[10 empty] | 0 | 0 | 0 | 0 | 0 | 0
[10 empty] | 0 | 0 | 0 | 0 | 0 | 0
[10 empty] | 0 | 0 | 0 | 0 | 0 | 0
[10 empty] | 0 | 0 | 0 | 0 | 0 | 0
[10 empty] | 0 | 0 | 0 | 0 | 0 | 0
[10 empty] | 0 | 0 | 0 | 0 | 0 | 0
[10 empty] | 0 | 0 | 0 | 0 | 0 | 0
[10 empty] | 0 | 0 | 0 | 0 | 0 | 0
[10 empty] | 0 | 0 | 0 | 0 | 0 | 0
[10 empty] | 0 | 0 | 0 | 0 | 0 | 0
[10 empty] | 0 | 0 | 0 | 0 | 0 | 0
[10 empty] | 0 | 0 | 0 | 0 | 0 | 0
[10 empty] | 0 | 0 | 0 | 0 | 0 | 0
[10 empty] | 0 | 0 | 0 | 0 | 0 | 0
[10 empty] | 0 | 0 | 0 | 0 | 0 | 0
[10 empty] | 0 | 0 | 0 | 0 | 0 | 0
[10 empty] | 0 | 0 | 0 | 0 | 0 | 0
[10 empty] | 0 | 0 | 0 | 0 | 0 | 0
[10 empty] | 0 | 0 | 0 | 0 | 0 | 0
[10 empty] | 0 | 0 | 0 | 0 | 0 | 0
[10 empty] | 0 | 0 | 0 | 0 | 0 | 0
[10 empty] | 0 | 0 | 0 | 0 | 0 | 0
[10 empty] | 0 | 0 | 0 | 0 | 0 | 0
[10 empty] | 0 | 0 | 0 | 0 | 0 | 0
[10 empty] | 0 | 0 | 0 | 0 | 0 | 0
[10 empty] | 0 | 0 | 0 | 0 | 0 | 0
[10 empty] | 0 | 0 | 0 | 0 | 0 | 0
[10 empty] | 0 | 0 | 0 | 0 | 0 | 0
[10 empty] | 0 | 0 | 0 | 0 | 0 | 0
[10 empty] | 0 | 0 | 0 | 0 | 0 | 0
[10 empty] | 0 | 0 | 0 | 0 | 0 | 0
[10 empty] | 0 | 0 | 0 | 0 | 0 | 0
[10 empty] | 0 | 0 | 0 | 0 | 0 | 0
[10 empty] | 0 | 0 | 0 | 0 | 0 | 0
[10 empty] | 0 | 0 | 0 | 0 | 0 | 0
[10 empty] | 0 | 0 | 0 | 0 | 0 | 0
[10 empty] | 0 | 0 | 0 | 0 | 0 | 0
[10 empty] | 0 | 0 | 0 | 0 | 0 | 0
[10 empty] | 0 | 0 | 0 | 0 | 0 | 0
[10 empty] | 0 | 0 | 0 | 0 | 0 | 0
[10 empty] | 0 | 0 | 0 | 0 | 0 | 0
[10 empty] | 0 | 0 | 0 | 0 | 0 | 0
[10 empty] | 0 | 0 | 0 | 0 | 0 | 0
[10 empty] | 0 | 0 | 0 | 0 | 0 | 0
[10 empty] | 0 | 0 | 0 | 0 | 0 | 0
[10 empty] | 0 | 0 | 0 | 0 | 0 | 0
[10 empty] | 0 | 0 | 0 | 0 | 0 | 0
[10 empty] | 0 | 0 | 0 | 0 | 0 | 0
[10 empty] | 0 | 0 | 0 | 0 | 0 | 0
[10 empty] | 0 | 0 | 0 | 0 | 0 | 0
[10 empty] | 0 | 0 | 0 | 0 | 0 | 0
[10 empty] | 0 | 0 | 0 | 0 | 0 | 0
[10 empty] | 0 | 0 | 0 | 0 | 0 | 0
[10 empty] | 0 | 0 | 0 | 0 | 0 | 0
[10 empty] | 0 | 0 | 0 | 0 | 0 | 0
[10 empty] | 0 | 0 | 0 | 0 | 0 | 0
[10 empty] | 0 | 0 | 0 | 0 | 0 | 0
[10 empty] | 0 | 0 | 0 | 0 | 0 | 0
[10 empty] | 0 | 0 | 0 | 0 | 0 | 0
[10 empty] | 0 | 0 | 0 | 0 | 0 | 0
[10 empty] | 0 | 0 | 0 | 0 | 0 | 0
[10 empty] | 0 | 0 | 0 | 0 | 0 | 0
[10 empty] | 0 | 0 | 0 | 0 | 0 | 0
[10 empty] | 0 | 0 | 0 | 0 | 0 | 0
[10 empty] | 0 | 0 | 0 | 0 | 0 | 0
[10 empty] | 0 | 0 | 0 | 0 | 0 | 0
[10 empty] | 0 | 0 | 0 | 0 | 0 | 0
[10 empty] | 0 | 0 | 0 | 0 | 0 | 0
[10 empty] | 0 | 0 | 0 | 0 | 0 | 0
[10 empty] | 0 | 0 | 0 | 0 | 0 | 0
[10 empty] | 0 | 0 | 0 | 0 | 0 | 0
[10 empty] | 0 | 0 | 0 | 0 | 0 | 0
[10 empty] | 0 | 0 | 0 | 0 | 0 | 0
[10 empty] | 0 | 0 | 0 | 0 | 0 | 0
[10 empty] | 0 | 0 | 0 | 0 | 0 | 0
[10 empty] | 0 | 0 | 0 | 0 | 0 | 0
[10 empty] | 0 | 0 | 0 | 0 | 0 | 0
[10 empty] | 0 | 0 | 0 | 0 | 0 | 0
[10 empty] | 0 | 0 | 0 | 0 | 0 | 0
[10 empty] | 0 | 0 | 0 | 0 | 0 | 0
[10 empty] | 0 | 0 | 0 | 0 | 0 | 0
[10 empty] | 0 | 0 | 0 | 0 | 0 | 0
[10 empty] | 0 | 0 | 0 | 0 | 0 | 0
[10 empty] | 0 | 0 | 0 | 0 | 0 | 0
[10 empty] | 0 | 0 | 0 | 0 | 0 | 0
[10 empty] | 0 | 0 | 0 | 0 | 0 | 0
[10 empty] | 0 | 0 | 0 | 0 | 0 | 0
[10 empty] | 0 | 0 | 0 | 0 | 0 | 0
[10 empty] | 0 | 0 | 0 | 0 | 0 | 0
[10 empty] | 0 | 0 | 0 | 0 | 0 | 0
[10 empty] | 0 | 0 | 0 | 0 | 0 | 0
[10 empty] | 0 | 0 | 0 | 0 | 0 | 0
[10 empty] | 0 | 0 | 0 | 0 | 0 | 0
[10 empty] | 0 | 0 | 0 | 0 | 0 | 0
[10 empty] | 0 | 0 | 0 | 0 | 0 | 0
[10 empty] | 0 | 0 | 0 | 0 | 0 | 0
[10 empty] | 0 | 0 | 0 | 0 | 0 | 0
[10 empty] | 0 | 0 | 0 | 0 | 0 | 0
[10 empty] | 0 | 0 | 0 | 0 | 0 | 0
[10 empty] | 0 | 0 | 0 | 0 | 0 | 0
[10 empty] | 0 | 0 | 0 | 0 | 0 | 0
[10 empty] | 0 | 0 | 0 | 0 | 0 | 0
[10 empty] | 0 | 0 | 0 | 0 | 0 | 0
[10 empty] | 0 | 0 | 0 | 0 | 0 | 0
[10 empty] | 0 | 0 | 0 | 0 | 0 | 0
[10 empty] | 0 | 0 | 0 | 0 | 0 | 0
[10 empty] | 0 | 0 | 0 | 0 | 0 | 0
[10 empty] | 0 | 0 | 0 | 0 | 0 | 0
[10 empty] | 0 | 0 | 0 | 0 | 0 | 0
[10 empty] | 0 | 0 | 0 | 0 | 0 | 0
[10 empty] | 0 | 0 | 0 | 0 | 0 | 0
[10 empty] | 0 | 0 | 0 | 0 | 0 | 0
[10 empty] | 0 | 0 | 0 | 0 | 0 | 0
[10 empty] | 0 | 0 | 0 | 0 | 0 | 0
[10 empty] | 0 | 0 | 0 | 0 | 0 | 0
[10 empty] | 0 | 0 | 0 | 0 | 0 | 0
[10 empty] | 0 | 0 | 0 | 0 | 0 | 0
[10 empty] | 0 | 0 | 0 | 0 | 0 | 0
[10 empty] | 0 | 0 | 0 | 0 | 0 | 0
[10 empty] | 0 | 0 | 0 | 0 | 0 | 0
[10 empty] | 0 | 0 | 0 | 0 | 0 | 0
[10 empty] | 0 | 0 | 0 | 0 | 0 | 0
[10 empty] | 0 | 0 | 0 | 0 | 0 | 0
[10 empty] | 0 | 0 | 0 | 0 | 0 | 0
[10 empty] | 0 | 0 | 0 | 0 | 0 | 0
[10 empty] | 0 | 0 | 0 | 0 | 0 | 0
[10 empty] | 0 | 0 | 0 | 0 | 0 | 0
[10 empty] | 0 | 0 | 0 | 0 | 0 | 0
[10 empty] | 0 | 0 | 0 | 0 | 0 | 0
[10 empty] | 0 | 0 | 0 | 0 | 0 | 0
[10 empty] | 0 | 0 | 0 | 0 | 0 | 0
[10 empty] | 0 | 0 | 0 | 0 | 0 | 0
[10 empty] | 0 | 0 | 0 | 0 | 0 | 0
[10 empty] | 0 | 0 | 0 | 0 | 0 | 0
[10 empty] | 0 | 0 | 0 | 0 | 0 | 0
[10 empty] | 0 | 0 | 0 | 0 | 0 | 0
[10 empty] | 0 | 0 | 0 | 0 | 0 | 0
[10 empty] | 0 | 0 | 0 | 0 | 0 | 0
[10 empty] | 0 | 0 | 0 | 0 | 0 | 0
[10 empty] | 0 | 0 | 0 | 0 | 0 | 0
[10 empty] | 0 | 0 | 0 | 0 | 0 | 0
[10 empty] | 0 | 0 | 0 | 0 | 0 | 0
[10 empty] | 0 | 0 | 0 | 0 | 0 | 0
[10 empty] | 0 | 0 | 0 | 0 | 0 | 0
[10 empty] | 0 | 0 | 0 | 0 | 0 | 0
[10 empty] | 0 | 0 | 0 | 0 | 0 | 0
[10 empty] | 0 | 0 | 0 | 0 | 0 | 0
[10 empty] | 0 | 0 | 0 | 0 | 0 | 0
[10 empty] | 0 | 0 | 0 | 0 | 0 | 0
[10 empty] | 0 | 0 | 0 | 0 | 0 | 0
[10 empty] | 0 | 0 | 0 | 0 | 0 | 0
[10 empty] | 0 | 0 | 0 | 0 | 0 | 0
[10 empty] | 0 | 0 | 0 | 0 | 0 | 0
[10 empty] | 0 | 0 | 0 | 0 | 0 | 0
[10 empty] | 0 | 0 | 0 | 0 | 0 | 0
[10 empty] | 0 | 0 | 0 | 0 | 0 | 0
[10 empty] | 0 | 0 | 0 | 0 | 0 | 0
[10 empty] | 0 | 0 | 0 | 0 | 0 | 0
[10 empty] | 0 | 0 | 0 | 0 | 0 | 0
[10 empty] | 0 | 0 | 0 | 0 | 0 | 0
[10 empty] | 0 | 0 | 0 | 0 | 0 | 0
[10 empty] | 0 | 0 | 0 | 0 | 0 | 0
[10 empty] | 0 | 0 | 0 | 0 | 0 | 0
[10 empty] | 0 | 0 | 0 | 0 | 0 | 0
[10 empty] | 0 | 0 | 0 | 0 | 0 | 0
[10 empty] | 0 | 0 | 0 | 0 | 0 | 0
[10 empty] | 0 | 0 | 0 | 0 | 0 | 0
[10 empty] | 0 | 0 | 0 | 0 | 0 | 0
[10 empty] | 0 | 0 | 0 | 0 | 0 | 0
[10 empty] | 0 | 0 | 0 | 0 | 0 | 0
[10 empty] | 0 | 0 | 0 | 0 | 0 | 0
[10 empty] | 0 | 0 | 0 | 0 | 0 | 0
[10 empty] | 0 | 0 | 0 | 0 | 0 | 0
[10 empty] | 0 | 0 | 0 | 0 | 0 | 0
[10 empty] | 0 | 0 | 0 | 0 | 0 | 0
[10 empty] | 0 | 0 | 0 | 0 | 0 | 0
[10 empty] | 0 | 0 | 0 | 0 | 0 | 0
[10 empty] | 0 | 0 | 0 | 0 | 0 | 0
[10 empty] | 0 | 0 | 0 | 0 | 0 | 0
[10 empty] | 0 | 0 | 0 | 0 | 0 | 0
[10 empty] | 0 | 0 | 0 | 0 | 0 | 0
[10 empty] | 0 | 0 | 0 | 0 | 0 | 0

## FDAS_NOTIFIER
F | TYPE | MODEL | ITEM DESCRIPTION | OTHER DESCRIPTION | PURCHASE AMOUNT (vat ex) | Last Price Update Date | UPDATED PRICE | PURCHASE AMOUNT (VAT INC) | UPDATED PRICE | Last Price Update Date | SRP (End-User) |  | DEALER's PRICE |  | CONTRACTOR's PRICE |  | REMARKS
[11 empty] | Small Volume (50% Mark-Up) | Big Volume (30% Mark-Up) | Small Volume (30% Mark-Up) | Big Volume (20% Mark-Up) | Small Volume (15% Mark-Up) | Big Volume (10% Mark-Up) |  | B.M G
Addressable |  | FSP-851 SD | AddressblePHOTOELECTRIC Smoke Detector w/base +B501/w |  | 3200 | PHASED OUT | PHASE-OUT
Addressable | Detector | FSP-951 + B501 | Notifier Addressable Smoke Detector with B501 Base |  | 4200 | 2021-11-17 | 3790 | 3727.5 | 3727.5 | 2025-07-18 | 5685 | 4927 | 4927 | 4548 | 4358.5 | 4169
Addressable | Detector | FSP-951 + B501/W | Notifier Addressable Heat Detector |  |  |  | 3360 | 3360 |  | 2025-07-18 | 5040 | 4368 | 4368 | 4032 | 3864 | 3696
Addressable | Detector | FSP-951 + B501BH-3 | Notifier Addressable Smoke Detector with Sounder Base |  |  |  | 7864.5 | 7864.5 |  | 2025-07-18 | 11796.75 | 10223.85 | 10223.85 | 9437.4 | 9044.175 | 8650.95
Addressable | Detector | B501/W | Notifier Addressable Base |  |  |  | 357 | 357 |  | 2025-07-18 | 535.5 | 464.1 | 464.1 | 428.4 | 410.55 | 392.7
Addressable | Detector | FST-951 + B501 | Notifier Addressble Heat with B501 Base |  | 3100 |  | 4110 | 4110 |  | 2025-07-18 | 6165 | 5343 | 5343 | 4932 | 4726.5 | 4521
Addressable | Detector | B501 | Notifier Addressable Standard base |  |  |  | 490 | 490 |  | 2025-07-18 | 735 | 637 | 637 | 588 | 563.5 | 539
Addressable | Detector | FSP-951T+B501/W | Notifier Addr. Combination of Smoke & heat w/base B501 | PHASE OUT -FAPT-851 | 4650 |  | 4650 | 5380 |  | 2026-02-13 | 6975 | 6045 | 6045 | 5580 | 5347.5 | 5115
Addressable | Detector | FSL-851+B501 | Notifier Addressable Laser Smoke detector with base |  | 14000 |  | 21000 | 21000 |  | 2025-07-18 | 31500 | 27300 | 27300 | 25200 | 24150 | 23100
Addressable | Panel | NFS-320E | Notifier 1 loop Addressable Panel |  | 145000 |  | 141750 | 141750 |  | 2025-07-18 | 212625 | 184275 | 184275 | 170100 | 163012.5 | 155925
Addressable | Panel | NFS-3030 | Notifier Add. Fire Alarm Control Panel |  | 380000 |  | 570000 | 570000 |  | 2025-07-18 | 855000 | 741000 | 741000 | 684000 | 655500 | 627000
Addressable | Panel | NFS-640 | Notifier Addressable 2 Loops w/o Tel & Voice Evac System |  | 480000 |  | 350000 | 350000 |  | 2025-07-18 | 525000 | 455000 | 455000 | 420000 | 402500 | 385000
Addressable | Panel | NFS2-640E | Notifier Addressable 2 Loops w/o Tel & Voice Evac System |  |  |  | 301350 | 301350 |  | 2025-07-18 | 452025 | 391755 | 391755 | 361620 | 346552.5 | 331485
Addressable | Panel | NFS-640 | Notifier Addressable 1 Loop w/o Tel & Voice Evac System |  | 280000 |  | 220720 | 220720 |  | 2025-07-18 | 331080 | 286936 | 286936 | 264864 | 253828 | 242792
Addressable | Panel | NFS-640E | Notifier Addressable 1 Loop w/o Tel and Voice Evac |  |  |  | 287000 | 287000 |  | 2025-07-18 | 430500 | 373100 | 373100 | 344400 | 330050 | 315700
Addressable | Panel | NFS2-640E | Notifier Addressable 1 Loop w/o Tel and Voice Evac |  |  |  | 243345 | 243345 |  | 2025-07-18 | 365017.5 | 316348.5 | 316348.5 | 292014 | 279846.75 | 267679.5
Addressable | Panel | NFS2-3030 | Notifier 15 Loops Addressble Panel |  | 1300000 |  | 1950000 | 1950000 |  | 2025-07-18 | 2925000 | 2535000 | 2535000 | 2340000 | 2242500 | 2145000
Addressable | Panel | NFS-2-3030E | Notifier Addressable 4 loops Panel w/ voice evac |  | 735000 |  | 1102500 | 1102500 |  | 2025-07-18 | 1653750 | 1433250 | 1433250 | 1323000 | 1267875 | 1212750
Addressable | Panel | NFS2-3030E | Notifier Addressable 4 loops Panel w/o tel, voice evac, and annunciator |  |  |  | 350000 | 350000 |  | 2025-07-18 | 525000 | 455000 | 455000 | 420000 | 402500 | 385000
Addressable |  | ISO-X | Notifier Addressable Isolator |  | 4080 |  | 4500 | 4500 |  | 2025-07-18 | 6750 | 5850 | 5850 | 5400 | 5175 | 4950
Addressable |  | LCD2-80 | Notifier Addressable Annunciator |  | 70000 |  | 62559 | 62559 |  | 2025-07-18 | 93838.5 | 81326.7 | 81326.7 | 75070.8 | 71942.85 | 68814.9
Addressable |  | NBG-12LX | Notifier Addressable Manual Pull Station |  | 4500 |  | 5617.5 | 5617.5 |  | 2025-07-18 | 8426.25 | 7302.75 | 7302.75 | 6741 | 6460.125 | 6179.25 |  | 1800 | 2021-11-12
Addressable |  | SS-OSY | Notifier Addressable Supervisory Switch |  | 4900 |  | 7350 | 7350 |  | 2025-07-18 | 11025 | 9555 | 9555 | 8820 | 8452.5 | 8085
Addressable |  | DNR+DST3+FSP-951 | Notifier Addressable Duct Smoke Detector |  | 14500 |  | 20253.45 | 14170 | 20253.45 | 2025-07-18 | 30380.175 | 26329.485 | 26329.485 | 24304.14 | 23291.4675 | 22278.795
Addressable |  | FSI-851 | Notifier Addressable Ionization Smoke Detector |  | 14000 |  | 21000 | 21000 |  | 2025-07-18 | 31500 | 27300 | 27300 | 25200 | 24150 | 23100
Addressable |  | PSE-6(C)(E) | Notifier Addressable Remote Power Supply |  | 28000 |  | 42000 | 42000 |  | 2025-07-18 | 63000 | 54600 | 54600 | 50400 | 48300 | 46200
Addressable |  | FDRM-1 | Notifier Addressable Dual delay module |  | 5535 |  | 8302.5 | 8302.5 |  | 2025-07-18 | 12453.75 | 10793.25 | 10793.25 | 9963 | 9547.875 | 9132.75
Addressable |  | FRM-1 | Notifier Addressable Relay Module |  | 4700 | 2021-11-12 | 4074 | 4074 |  | 2025-07-18 | 6111 | 5296.2 | 5296.2 | 4888.8 | 4685.1 | 4481.4 |  | 2900 | 2021-11-12
Addressable |  | FMM-101 | Notifier Addressable Miniature monitor module |  | 2200 |  | 2236.5 | 2236.5 |  | 2025-07-18 | 3354.75 | 2907.45 | 2907.45 | 2683.8 | 2571.975 | 2460.15 |  | 1800 | 2021-10-07
Addressable |  | FCM-1 | Notifier Addressable Supervised Control Modules |  | 4700 | 2021-11-12 | 3790.5 | 3790.5 |  | 2025-07-18 | 5685.75 | 4927.65 | 4927.65 | 4548.6 | 4359.075 | 4169.55 |  | 2900 | 2021-11-12
Addressable |  | SP-SR | Notifier Addressable Speaker Strobe |  | 5285 |  | 7927.5 | 7927.5 |  | 2025-07-18 | 11891.25 | 10305.75 | 10305.75 | 9513 | 9116.625 | 8720.25
Addressable |  | LDM32 | Notifier Addressable Lamp Driver Module with 32 Alarm Lamp-Driver Transistors. |  | 5285 |  | 29610 | 29610 |  | 2025-07-18 | 44415 | 38493 | 38493 | 35532 | 34051.5 | 32571
Addressable |  | LDMR-32 | Relay moduleNotifier Addressable |  | 37680 |  | 41780 | 41780 |  | 2025-07-18 | 62670 | 54314 | 54314 | 50136 | 48047 | 45958
Conventional |  | RP2001-E | Notifier Conventional 6-zone FACP for single and dual hazard deluge and preaction applications |  | 70000 |  | 105000 | 105000 |  | 2025-07-18 | 157500 | 136500 | 136500 | 126000 | 120750 | 115500
Conventional |  | RP2002-E | Notifier Conventional 6-zone FACP for single and dual hazard agent releasing applications |  | 65000 | 2022-11-01 | 97500 | 97500 |  | 2025-07-18 | 146250 | 126750 | 126750 | 117000 | 112125 | 107250 |  |  |  | 58000 | 2022-10-12
Addressable |  | FSB2000 | Beam Detector AddressbleTranceiver Receiver w/Mounting Kit FSB2000 | PHASE OUT | 68000 |  | 97000 | 97000 |  | 2025-07-18 | 145500 | 126100 | 126100 | 116400 | 111550 | 106700
Addressable |  | FS-OSI-RI | Intelligent Single-ended Reflective Imaging Beam Smoke Detector |  |  |  | 104905.5 |  |  | 2025-07-24 | 157358.25 | 136377.15 | 136377.15 | 125886.6 | 120641.325 | 115396.05
Addressable |  | FCPS-A24S8 | 7Amp Power Supply |  | 32000 |  | 48000 | 48000 |  | 2025-07-18 | 72000 | 62400 | 62400 | 57600 | 55200 | 52800
Addressable |  | LCD2-160 | Mimic Panel character Annunciator |  | 70000 |  | 105000 | 105000 |  | 2025-07-18 | 157500 | 136500 | 136500 | 126000 | 120750 | 115500
Addressable |  | LCD-160+ABS 2D | LCD-160+ABS 2D |  | 50000 |  | 75000 | 75000 |  | 2025-07-18 | 112500 | 97500 | 97500 | 90000 | 86250 | 82500
Addressable |  | LEM-320 | Loop Expander Module |  | 53000 |  | 68000 | 68000 |  | 2025-07-18 | 102000 | 88400 | 88400 | 81600 | 78200 | 74800
Addressable |  | CPU-640e | Board |  | 115000 |  | 172500 | 172500 |  | 2025-07-18 | 258750 | 224250 | 224250 | 207000 | 198375 | 189750
Addressable |  |  | Flame Detector |  | 170000 |  | 255000 | 255000 |  | 2025-07-18 | 382500 | 331500 | 331500 | 306000 | 293250 | 280500
Addressable |  | MPS 24A | Power Supply |  | 47000 |  | 70500 | 70500 |  | 2025-07-18 | 105750 | 91650 | 91650 | 84600 | 81075 | 77550
Addressable |  | ACM-32A | Annunciator Control Module |  | 28275 |  | 42412.5 | 42412.5 |  | 2025-07-18 | 63618.75 | 55136.25 | 55136.25 | 50895 | 48774.375 | 46653.75
Addressable |  | ACM16AT | Annunciator Control Module-16AT contains 16 red Alarm and 16 yellow Trouble LEDs, 16 momentary touch-pad switches |  | 37680 |  | 56520 | 56520 |  | 2025-07-18 | 84780 | 73476 | 73476 | 67824 | 64998 | 62172
Addressable |  | ABS-1TB | attractive surface-mount backbox for mounting one ACS Series Annunciator |  | 6990 |  | 10485 | 10485 |  | 2025-07-18 | 15727.5 | 13630.5 | 13630.5 | 12582 | 12057.75 | 11533.5
Addressable |  | CPU-3030D | Intelligent Addressalbe Control Panel W/Display |  | 153590 |  | 230385 | 230385 |  | 2025-07-18 | 345577.5 | 299500.5 | 299500.5 | 276462 | 264942.75 | 253423.5
Addressable |  | FTM | Firemans Telephone Module |  | 8735 |  | 13102.5 | 13102.5 |  | 2025-07-18 | 19653.75 | 17033.25 | 17033.25 | 15723 | 15067.875 | 14412.75
Addressable |  | FCPS | FCPS-24S8-7AH w/Battery Charger |  | 35000 |  | 52500 | 52500 |  | 2025-07-18 | 78750 | 68250 | 68250 | 63000 | 60375 | 57750
Addressable |  | FDU80 | compact, cost-effective, 80-character, backlit LCD remote Fire Annunciator for use with the NOTIFIER FireWarden-100-2 |  | 47000 |  | 70500 | 70500 |  | 2025-07-18 | 105750 | 91650 | 91650 | 84600 | 81075 | 77550
Addressable |  | LCD2-80 | Mimic Panel LCD Annunciator |  | 57000 |  | 66460 | 66460 |  | 2025-07-18 | 99690 | 86398 | 86398 | 79752 | 76429 | 73106
Addressable |  | NCA-2 | Notifier Control Annunciator ( for Control & Monitoring) |  | 95520 |  | 90920 | 90920 |  | 2025-07-18 | 136380 | 118196 | 118196 | 109104 | 104558 | 100012
Addressable |  | LCD-160 | Mimic Panel LCD Annunciator |  |  |  | 62695.5 | 62695.5 |  | 2025-07-18 | 94043.25 | 81504.15 | 81504.15 | 75234.6 | 72099.825 | 68965.05
Addressable |  | NCM-W | Notifier Control Module Wired |  | 52000 |  | 51240 | 51240 |  | 2025-07-18 | 76860 | 66612 | 66612 | 61488 | 58926 | 56364
Addressable |  | NCM-F | Network Communication Module |  |  |  | 44037 | 44037 |  | 2025-07-18 | 66055.5 | 57248.1 | 57248.1 | 52844.4 | 50642.55 | 48440.7
Addressable |  | SPSRL | Speaker Strobe, Indoor, 25/70 Volt Speaker Wall mounted |  | 5285 |  | 6174 | 7460 | 6174 | 2025-07-18 | 9261 | 8026.2 | 8026.2 | 7408.8 | 7100.1 | 6791.4
Addressable |  | FHS | Fireman's Telephone Handset |  |  |  | 12348 | 13170 | 12348 | 2025-07-18 | 18522 | 16052.4 | 16052.4 | 14817.6 | 14200.2 | 13582.8
Addressable |  | FPJ | Fireman's Phone Jack |  |  |  | 1585 | 1910 | 1585 | 2025-07-18 | 2377.5 | 2060.5 | 2060.5 | 1902 | 1822.75 | 1743.5
Conventional |  | SD-651 | Conventional Photoelectric Smoke Detecttor w/ +B401 Base | PHASE OUT | 1800 |  | 2037 | 2510 | 2037 | 2025-07-18 | 3055.5 | 2648.1 | 2648.1 | 2444.4 | 2342.55 | 2240.7
Conventional |  | B401/W | Conventional Base |  |  |  | 305 | 305 |  | 2025-07-18 | 457.5 | 396.5 | 396.5 | 366 | 350.75 | 335.5
Conventional |  | 5601P | Conventional Heat detector 5601p |  | 800 | 2022-09-13 | 798 | 798 |  | 2025-07-18 | 1197 | 1037.4 | 1037.4 | 957.6 | 917.7 | 877.8
Conventional | wizmart Brand | NB758S--2L | Conventional photoelectric smoke detector w/ base |  |  |  | 836 | 836 |  | 2025-07-18 | 1254 | 1086.8 | 1086.8 | 1003.2 | 961.4 | 919.6
Conventional |  | SFP-2402E | 2 Zones Conventional Fire Alarm Control Panel |  | 33000 |  | 36214.5 | 36214.5 |  | 2025-07-18 | 54321.75 | 47078.85 | 47078.85 | 43457.4 | 41646.675 | 39835.95
Conventional |  | SFP-2404E | 4 Zones Conventional Fire Alarm Control Panel |  | 38000 |  | 38461.5 | 38461.5 |  | 2025-07-18 | 57692.25 | 49999.95 | 49999.95 | 46153.8 | 44230.725 | 42307.65
Conventional |  | SFP-5UDE | 5 Zones Conventional Fire Alarm Control Panel |  |  |  | 76000 | 76000 |  | 2025-07-18 | 114000 | 98800 | 98800 | 91200 | 87400 | 83600
Conventional |  | SFP-10UDE | 10 Zones Conventional Fire Alarm Control Panel |  | 73000 | 2021-10-18 | 64543.5 | 64543.5 |  | 2025-07-18 | 96815.25 | 83906.55 | 83906.55 | 77452.2 | 74225.025 | 70997.85
Conventional |  | D2 + DST3+Wizmart | Conventional duct detector |  |  |  | 19236 | 19236 |  | 2025-07-18 | 28854 | 25006.8 | 25006.8 | 23083.2 | 22121.4 | 21159.6
Conventional |  | ACM-8R | ANNUNCIATOR RELAY MODULE |  | 12312 |  | 18468 | 18468 |  | 2025-07-18 | 27702 | 24008.4 | 24008.4 | 22161.6 | 21238.2 | 20314.8
Conventional |  | SFP-400 | FIRELITE 4 ZONES |  | 32600 |  | 48900 | 48900 |  | 2025-07-18 | 73350 | 63570 | 63570 | 58680 | 56235 | 53790
Conventional |  | SFP-10UDE | 10 ZONE PANEL |  |  |  | 64544 | 64544 |  | 2025-07-18 | 96816 | 83907.2 | 83907.2 | 77452.8 | 74225.6 | 70998.4
Conventional |  | SFP-2404E | 4 ZONE PANEL |  |  |  | 38462 | 38462 |  | 2025-07-18 | 57693 | 50000.6 | 50000.6 | 46154.4 | 44231.3 | 42308.2
Conventional |  | SFP-2402E | 2 ZONE PANEL |  |  |  | 36215 | 36215 |  | 2025-07-18 | 54322.5 | 47079.5 | 47079.5 | 43458 | 41647.25 | 39836.5
Conventional |  | NBG-12 | Conventional Manual Pull Station |  | 1700 | 2022-09-13 | 1795.5 | 1795.5 |  | 2025-07-18 | 2693.25 | 2334.15 | 2334.15 | 2154.6 | 2064.825 | 1975.05 |  | 1800 | 2021-11-12
Conventional |  | NBG-12LOB | Dual-action Pull Station with key lock, for outdoor applications. Non-coded, non-addressable. For use with conventional FACPs. |  |  |  | 7810 | 7810 |  | 2025-07-18 | 11715 | 10153 | 10153 | 9372 | 8981.5 | 8591
Conventional |  | SSM24-6 | SSM24-6 Convntionl Alarm Bell 6" System Sensor |  | 1500 | 2022-09-13 | 2268 | 2268 |  | 2025-07-18 | 3402 | 2948.4 | 2948.4 | 2721.6 | 2608.2 | 2494.8
Conventional |  | SR | System Sensor SR-Strobe Light |  | 3600 |  |  |  |  | 2025-07-18 | 0 | 0 | 0 | 0 | 0 | 0 | OLD MODEL
Conventional | System Sensor | SRL | Strobe Light |  | 3600 | 2022-02-01 | 4980 | 4980 |  | 2025-07-18 | 7470 | 6474 | 6474 | 5976 | 5727 | 5478 | NEW MODEL OF SR
Conventional | System Sensor | P2RLED | System Sensor P2R Horn Strobe Conv. wall mounted |  | 4100 |  | 3654 | 3654 |  | 2025-07-18 | 5481 | 4750.2 | 4750.2 | 4384.8 | 4202.1 | 4019.4
Conventional | System Sensor | P2RK | Horn Strobe, 2-wire, Standard-candela, Outdoor, Wall Mount, with Backbox, Red |  |  |  | 7030 | 7030 |  | 2025-07-18 | 10545 | 9139 | 9139 | 8436 | 8084.5 | 7733
Conventional |  | FZM-1 | Monitor Module |  | 3000 | 2021-11-12 | 3370.5 | 3370.5 |  | 2025-07-18 | 5055.75 | 4381.65 | 4381.65 | 4044.6 | 3876.075 | 3707.55
Conventional |  | 4XZM | Driver for Module for Directory Pipe Annunciator 4zones only |  | 4900 |  | 7350 | 7350 |  | 2025-07-18 | 11025 | 9555 | 9555 | 8820 | 8452.5 | 8085
|  | NFC-50/100E | First Command Emergency Communication System |  | 62000 |  | 93000 | 93000 |  | 2025-07-18 | 139500 | 120900 | 120900 | 111600 | 106950 | 102300 | order basis
Conventional |  | RP-2001(E) | Six-zone, 24 volt Deluge-Preaction Control Panel for single and dual hazard deluge and preaction applications but allows connection to 240 VAC. |  | 53000 | 2022-02-01 | 79500 | 79500 |  | 2025-07-18 | 119250 | 103350 | 103350 | 95400 | 91425 | 87450
|  | NCD | Network control display |  | 106960 | 2022-06-23 | 160440 | 160440 |  | 2025-07-18 | 240660 | 208572 | 208572 | 192528 | 184506 | 176484
|  | ABS-TD | Back box |  | 24640 | 2022-06-23 | 36960 | 36960 |  | 2025-07-18 | 55440 | 48048 | 48048 | 44352 | 42504 | 40656
|  | FABRI-LCDANNUN | SPECIAL FABRICATED LED ANNUNCIATOR, DIRECTORY TYPE |  | 8800 |  | 13200 | 13200 |  | 2025-07-18 | 19800 | 17160 | 17160 | 15840 | 15180 | 14520
|  | LCM-320 | LOOP CONTROL MODULE. EACH LCM MAY BE EXPANDED TO TWO LOOPS BY ADDING A LEM-320. NFS2-3030 AND NFS-3030 ONLY |  |  |  | 77410 | 77410 |  | 2025-07-18 | 116115 | 100633 | 100633 | 92892 | 89021.5 | 85151
| Accessories | - | Back-up battery for panel |  |  |  | 3500 | 3500 |  | 2025-07-18 | 5250 | 4550 | 4550 | 4200 | 4025 | 3850
| Accessories | - | External Power Supply 8A |  |  |  | 53000 | 53000 |  | 2025-07-18 | 79500 | 68900 | 68900 | 63600 | 60950 | 58300
[10 empty] | 2026-02-13 | 0 | 0 | 0 | 0 | 0 | 0
[11 empty] | 0 | 0 | 0 | 0 | 0 | 0
[11 empty] | 0 | 0 | 0 | 0 | 0 | 0
[11 empty] | 0 | 0 | 0 | 0 | 0 | 0
[11 empty] | 0 | 0 | 0 | 0 | 0 | 0
[11 empty] | 0 | 0 | 0 | 0 | 0 | 0
[11 empty] | 0 | 0 | 0 | 0 | 0 | 0
[11 empty] | 0 | 0 | 0 | 0 | 0 | 0
[11 empty] | 0 | 0 | 0 | 0 | 0 | 0
[11 empty] | 0 | 0 | 0 | 0 | 0 | 0
[11 empty] | 0 | 0 | 0 | 0 | 0 | 0
[11 empty] | 0 | 0 | 0 | 0 | 0 | 0
[11 empty] | 0 | 0 | 0 | 0 | 0 | 0
[11 empty] | 0 | 0 | 0 | 0 | 0 | 0
[11 empty] | 0 | 0 | 0 | 0 | 0 | 0
[11 empty] | 0 | 0 | 0 | 0 | 0 | 0
[11 empty] | 0 | 0 | 0 | 0 | 0 | 0
[11 empty] | 0 | 0 | 0 | 0 | 0 | 0
[11 empty] | 0 | 0 | 0 | 0 | 0 | 0
[11 empty] | 0 | 0 | 0 | 0 | 0 | 0
[11 empty] | 0 | 0 | 0 | 0 | 0 | 0
[11 empty] | 0 | 0 | 0 | 0 | 0 | 0
[11 empty] | 0 | 0 | 0 | 0 | 0 | 0
[11 empty] | 0 | 0 | 0 | 0 | 0 | 0
[11 empty] | 0 | 0 | 0 | 0 | 0 | 0
[11 empty] | 0 | 0 | 0 | 0 | 0 | 0
[11 empty] | 0 | 0 | 0 | 0 | 0 | 0
[11 empty] | 0 | 0 | 0 | 0 | 0 | 0
[11 empty] | 0 | 0 | 0 | 0 | 0 | 0
[11 empty] | 0 | 0 | 0 | 0 | 0 | 0
[11 empty] | 0 | 0 | 0 | 0 | 0 | 0
[11 empty] | 0 | 0 | 0 | 0 | 0 | 0
[11 empty] | 0 | 0 | 0 | 0 | 0 | 0
[11 empty] | 0 | 0 | 0 | 0 | 0 | 0
[11 empty] | 0 | 0 | 0 | 0 | 0 | 0
[11 empty] | 0 | 0 | 0 | 0 | 0 | 0
[11 empty] | 0 | 0 | 0 | 0 | 0 | 0
[11 empty] | 0 | 0 | 0 | 0 | 0 | 0
[11 empty] | 0 | 0 | 0 | 0 | 0 | 0
[11 empty] | 0 | 0 | 0 | 0 | 0 | 0
[11 empty] | 0 | 0 | 0 | 0 | 0 | 0
[11 empty] | 0 | 0 | 0 | 0 | 0 | 0
[11 empty] | 0 | 0 | 0 | 0 | 0 | 0
[11 empty] | 0 | 0 | 0 | 0 | 0 | 0
[11 empty] | 0 | 0 | 0 | 0 | 0 | 0
[11 empty] | 0 | 0 | 0 | 0 | 0 | 0
[11 empty] | 0 | 0 | 0 | 0 | 0 | 0
[11 empty] | 0 | 0 | 0 | 0 | 0 | 0
[11 empty] | 0 | 0 | 0 | 0 | 0 | 0
[11 empty] | 0 | 0 | 0 | 0 | 0 | 0
[11 empty] | 0 | 0 | 0 | 0 | 0 | 0
[11 empty] | 0 | 0 | 0 | 0 | 0 | 0
[11 empty] | 0 | 0 | 0 | 0 | 0 | 0
[11 empty] | 0 | 0 | 0 | 0 | 0 | 0
[11 empty] | 0 | 0 | 0 | 0 | 0 | 0
[11 empty] | 0 | 0 | 0 | 0 | 0 | 0
[11 empty] | 0 | 0 | 0 | 0 | 0 | 0
[11 empty] | 0 | 0 | 0 | 0 | 0 | 0
[11 empty] | 0 | 0 | 0 | 0 | 0 | 0
[11 empty] | 0 | 0 | 0 | 0 | 0 | 0
[11 empty] | 0 | 0 | 0 | 0 | 0 | 0
[11 empty] | 0 | 0 | 0 | 0 | 0 | 0
[11 empty] | 0 | 0 | 0 | 0 | 0 | 0
[11 empty] | 0 | 0 | 0 | 0 | 0 | 0
[11 empty] | 0 | 0 | 0 | 0 | 0 | 0
[11 empty] | 0 | 0 | 0 | 0 | 0 | 0
[11 empty] | 0 | 0 | 0 | 0 | 0 | 0
[11 empty] | 0 | 0 | 0 | 0 | 0 | 0
[11 empty] | 0 | 0 | 0 | 0 | 0 | 0
[11 empty] | 0 | 0 | 0 | 0 | 0 | 0
[11 empty] | 0 | 0 | 0 | 0 | 0 | 0
[11 empty] | 0 | 0 | 0 | 0 | 0 | 0
[11 empty] | 0 | 0 | 0 | 0 | 0 | 0
[11 empty] | 0 | 0 | 0 | 0 | 0 | 0
[11 empty] | 0 | 0 | 0 | 0 | 0 | 0
[11 empty] | 0 | 0 | 0 | 0 | 0 | 0
[11 empty] | 0 | 0 | 0 | 0 | 0 | 0
[11 empty] | 0 | 0 | 0 | 0 | 0 | 0
[11 empty] | 0 | 0 | 0 | 0 | 0 | 0
[11 empty] | 0 | 0 | 0 | 0 | 0 | 0
[11 empty] | 0 | 0 | 0 | 0 | 0 | 0
[11 empty] | 0 | 0 | 0 | 0 | 0 | 0
[11 empty] | 0 | 0 | 0 | 0 | 0 | 0
[11 empty] | 0 | 0 | 0 | 0 | 0 | 0
[11 empty] | 0 | 0 | 0 | 0 | 0 | 0
[11 empty] | 0 | 0 | 0 | 0 | 0 | 0
[11 empty] | 0 | 0 | 0 | 0 | 0 | 0
[11 empty] | 0 | 0 | 0 | 0 | 0 | 0
[11 empty] | 0 | 0 | 0 | 0 | 0 | 0
[11 empty] | 0 | 0 | 0 | 0 | 0 | 0
[11 empty] | 0 | 0 | 0 | 0 | 0 | 0
[11 empty] | 0 | 0 | 0 | 0 | 0 | 0
[11 empty] | 0 | 0 | 0 | 0 | 0 | 0
[11 empty] | 0 | 0 | 0 | 0 | 0 | 0
[11 empty] | 0 | 0 | 0 | 0 | 0 | 0
[11 empty] | 0 | 0 | 0 | 0 | 0 | 0
[11 empty] | 0 | 0 | 0 | 0 | 0 | 0
[11 empty] | 0 | 0 | 0 | 0 | 0 | 0
[11 empty] | 0 | 0 | 0 | 0 | 0 | 0
[11 empty] | 0 | 0 | 0 | 0 | 0 | 0
[11 empty] | 0 | 0 | 0 | 0 | 0 | 0
[11 empty] | 0 | 0 | 0 | 0 | 0 | 0
[11 empty] | 0 | 0 | 0 | 0 | 0 | 0
[11 empty] | 0 | 0 | 0 | 0 | 0 | 0
[11 empty] | 0 | 0 | 0 | 0 | 0 | 0
[11 empty] | 0 | 0 | 0 | 0 | 0 | 0
[11 empty] | 0 | 0 | 0 | 0 | 0 | 0
[11 empty] | 0 | 0 | 0 | 0 | 0 | 0
[11 empty] | 0 | 0 | 0 | 0 | 0 | 0
[11 empty] | 0 | 0 | 0 | 0 | 0 | 0
[11 empty] | 0 | 0 | 0 | 0 | 0 | 0
[11 empty] | 0 | 0 | 0 | 0 | 0 | 0
[11 empty] | 0 | 0 | 0 | 0 | 0 | 0
[11 empty] | 0 | 0 | 0 | 0 | 0 | 0
[11 empty] | 0 | 0 | 0 | 0 | 0 | 0
[11 empty] | 0 | 0 | 0 | 0 | 0 | 0
[11 empty] | 0 | 0 | 0 | 0 | 0 | 0
[11 empty] | 0 | 0 | 0 | 0 | 0 | 0
[11 empty] | 0 | 0 | 0 | 0 | 0 | 0
[11 empty] | 0 | 0 | 0 | 0 | 0 | 0
[11 empty] | 0 | 0 | 0 | 0 | 0 | 0
[11 empty] | 0 | 0 | 0 | 0 | 0 | 0
[11 empty] | 0 | 0 | 0 | 0 | 0 | 0
[11 empty] | 0 | 0 | 0 | 0 | 0 | 0
[11 empty] | 0 | 0 | 0 | 0 | 0 | 0
[11 empty] | 0 | 0 | 0 | 0 | 0 | 0
[11 empty] | 0 | 0 | 0 | 0 | 0 | 0
[11 empty] | 0 | 0 | 0 | 0 | 0 | 0
[11 empty] | 0 | 0 | 0 | 0 | 0 | 0
[11 empty] | 0 | 0 | 0 | 0 | 0 | 0
[11 empty] | 0 | 0 | 0 | 0 | 0 | 0
[11 empty] | 0 | 0 | 0 | 0 | 0 | 0
[11 empty] | 0 | 0 | 0 | 0 | 0 | 0
[11 empty] | 0 | 0 | 0 | 0 | 0 | 0
[11 empty] | 0 | 0 | 0 | 0 | 0 | 0
[11 empty] | 0 | 0 | 0 | 0 | 0 | 0
[11 empty] | 0 | 0 | 0 | 0 | 0 | 0
[11 empty] | 0 | 0 | 0 | 0 | 0 | 0
[11 empty] | 0 | 0 | 0 | 0 | 0 | 0
[11 empty] | 0 | 0 | 0 | 0 | 0 | 0
[11 empty] | 0 | 0 | 0 | 0 | 0 | 0
[11 empty] | 0 | 0 | 0 | 0 | 0 | 0
[11 empty] | 0 | 0 | 0 | 0 | 0 | 0
[11 empty] | 0 | 0 | 0 | 0 | 0 | 0
[11 empty] | 0 | 0 | 0 | 0 | 0 | 0
[11 empty] | 0 | 0 | 0 | 0 | 0 | 0
[11 empty] | 0 | 0 | 0 | 0 | 0 | 0
[11 empty] | 0 | 0 | 0 | 0 | 0 | 0
[11 empty] | 0 | 0 | 0 | 0 | 0 | 0
[11 empty] | 0 | 0 | 0 | 0 | 0 | 0
[11 empty] | 0 | 0 | 0 | 0 | 0 | 0
[11 empty] | 0 | 0 | 0 | 0 | 0 | 0
[11 empty] | 0 | 0 | 0 | 0 | 0 | 0
[11 empty] | 0 | 0 | 0 | 0 | 0 | 0
[11 empty] | 0 | 0 | 0 | 0 | 0 | 0
[11 empty] | 0 | 0 | 0 | 0 | 0 | 0
[11 empty] | 0 | 0 | 0 | 0 | 0 | 0
[11 empty] | 0 | 0 | 0 | 0 | 0 | 0
[11 empty] | 0 | 0 | 0 | 0 | 0 | 0
[11 empty] | 0 | 0 | 0 | 0 | 0 | 0
[11 empty] | 0 | 0 | 0 | 0 | 0 | 0
[11 empty] | 0 | 0 | 0 | 0 | 0 | 0
[11 empty] | 0 | 0 | 0 | 0 | 0 | 0
[11 empty] | 0 | 0 | 0 | 0 | 0 | 0
[11 empty] | 0 | 0 | 0 | 0 | 0 | 0
[11 empty] | 0 | 0 | 0 | 0 | 0 | 0
[11 empty] | 0 | 0 | 0 | 0 | 0 | 0
[11 empty] | 0 | 0 | 0 | 0 | 0 | 0
[11 empty] | 0 | 0 | 0 | 0 | 0 | 0
[11 empty] | 0 | 0 | 0 | 0 | 0 | 0
[11 empty] | 0 | 0 | 0 | 0 | 0 | 0
[11 empty] | 0 | 0 | 0 | 0 | 0 | 0
[11 empty] | 0 | 0 | 0 | 0 | 0 | 0
[11 empty] | 0 | 0 | 0 | 0 | 0 | 0
[11 empty] | 0 | 0 | 0 | 0 | 0 | 0
[11 empty] | 0 | 0 | 0 | 0 | 0 | 0
[11 empty] | 0 | 0 | 0 | 0 | 0 | 0
[11 empty] | 0 | 0 | 0 | 0 | 0 | 0
[11 empty] | 0 | 0 | 0 | 0 | 0 | 0
[11 empty] | 0 | 0 | 0 | 0 | 0 | 0
[11 empty] | 0 | 0 | 0 | 0 | 0 | 0
[11 empty] | 0 | 0 | 0 | 0 | 0 | 0
[11 empty] | 0 | 0 | 0 | 0 | 0 | 0
[11 empty] | 0 | 0 | 0 | 0 | 0 | 0
[11 empty] | 0 | 0 | 0 | 0 | 0 | 0
[11 empty] | 0 | 0 | 0 | 0 | 0 | 0
[11 empty] | 0 | 0 | 0 | 0 | 0 | 0
[11 empty] | 0 | 0 | 0 | 0 | 0 | 0
[11 empty] | 0 | 0 | 0 | 0 | 0 | 0
[11 empty] | 0 | 0 | 0 | 0 | 0 | 0
[11 empty] | 0 | 0 | 0 | 0 | 0 | 0
[11 empty] | 0 | 0 | 0 | 0 | 0 | 0
[11 empty] | 0 | 0 | 0 | 0 | 0 | 0
[11 empty] | 0 | 0 | 0 | 0 | 0 | 0
[11 empty] | 0 | 0 | 0 | 0 | 0 | 0
[11 empty] | 0 | 0 | 0 | 0 | 0 | 0
[11 empty] | 0 | 0 | 0 | 0 | 0 | 0
[11 empty] | 0 | 0 | 0 | 0 | 0 | 0
[11 empty] | 0 | 0 | 0 | 0 | 0 | 0
[11 empty] | 0 | 0 | 0 | 0 | 0 | 0
[11 empty] | 0 | 0 | 0 | 0 | 0 | 0
[11 empty] | 0 | 0 | 0 | 0 | 0 | 0
[11 empty] | 0 | 0 | 0 | 0 | 0 | 0
[11 empty] | 0 | 0 | 0 | 0 | 0 | 0
[11 empty] | 0 | 0 | 0 | 0 | 0 | 0
[11 empty] | 0 | 0 | 0 | 0 | 0 | 0
[11 empty] | 0 | 0 | 0 | 0 | 0 | 0
[11 empty] | 0 | 0 | 0 | 0 | 0 | 0
[11 empty] | 0 | 0 | 0 | 0 | 0 | 0
[11 empty] | 0 | 0 | 0 | 0 | 0 | 0
[11 empty] | 0 | 0 | 0 | 0 | 0 | 0
[11 empty] | 0 | 0 | 0 | 0 | 0 | 0
[11 empty] | 0 | 0 | 0 | 0 | 0 | 0
[11 empty] | 0 | 0 | 0 | 0 | 0 | 0
[11 empty] | 0 | 0 | 0 | 0 | 0 | 0
[11 empty] | 0 | 0 | 0 | 0 | 0 | 0
[11 empty] | 0 | 0 | 0 | 0 | 0 | 0
[11 empty] | 0 | 0 | 0 | 0 | 0 | 0
[11 empty] | 0 | 0 | 0 | 0 | 0 | 0
[11 empty] | 0 | 0 | 0 | 0 | 0 | 0
[11 empty] | 0 | 0 | 0 | 0 | 0 | 0
[11 empty] | 0 | 0 | 0 | 0 | 0 | 0
[11 empty] | 0 | 0 | 0 | 0 | 0 | 0
[11 empty] | 0 | 0 | 0 | 0 | 0 | 0
[11 empty] | 0 | 0 | 0 | 0 | 0 | 0
[11 empty] | 0 | 0 | 0 | 0 | 0 | 0
[11 empty] | 0 | 0 | 0 | 0 | 0 | 0
[11 empty] | 0 | 0 | 0 | 0 | 0 | 0
[11 empty] | 0 | 0 | 0 | 0 | 0 | 0
[11 empty] | 0 | 0 | 0 | 0 | 0 | 0
[11 empty] | 0 | 0 | 0 | 0 | 0 | 0
[11 empty] | 0 | 0 | 0 | 0 | 0 | 0
[11 empty] | 0 | 0 | 0 | 0 | 0 | 0
[11 empty] | 0 | 0 | 0 | 0 | 0 | 0
[11 empty] | 0 | 0 | 0 | 0 | 0 | 0
[11 empty] | 0 | 0 | 0 | 0 | 0 | 0
[11 empty] | 0 | 0 | 0 | 0 | 0 | 0
[11 empty] | 0 | 0 | 0 | 0 | 0 | 0
[11 empty] | 0 | 0 | 0 | 0 | 0 | 0
[11 empty] | 0 | 0 | 0 | 0 | 0 | 0
[11 empty] | 0 | 0 | 0 | 0 | 0 | 0
[11 empty] | 0 | 0 | 0 | 0 | 0 | 0
[11 empty] | 0 | 0 | 0 | 0 | 0 | 0
[11 empty] | 0 | 0 | 0 | 0 | 0 | 0
[11 empty] | 0 | 0 | 0 | 0 | 0 | 0
[11 empty] | 0 | 0 | 0 | 0 | 0 | 0
[11 empty] | 0 | 0 | 0 | 0 | 0 | 0
[11 empty] | 0 | 0 | 0 | 0 | 0 | 0
[11 empty] | 0 | 0 | 0 | 0 | 0 | 0
[11 empty] | 0 | 0 | 0 | 0 | 0 | 0
[11 empty] | 0 | 0 | 0 | 0 | 0 | 0

## FDAS_SIMPLEX
2 | TYPE | MODEL | ITEM DESCRIPTION (12V 7AH BACK-UP BATTERY FOR PANELS) | OTHER DESCRIPTION | NEW PRICE AS OF NOV 2021 vat ex | BLACK MARKET SUPPLIER PRICE AS OF NOV 2021 vat ex | UPDATED PRICE vat ex (effective 10/13/2025) | UPDATED PRICE vat ex (until 10/12/2025 only) | BLACK MARKET SUPPLIER PRICE vat ex | OLD PRICE vat ex | Last Price Update Date | SRP (End-User) |  | DEALER's PRICE |  | CONTRACTOR's PRICE |  | REMARKS
[12 empty] | Small Volume (50% Mark-Up) | Big Volume (30% Mark-Up) | Small Volume (30% Mark-Up) | Big Volume (20% Mark-Up) | Small Volume (15% Mark-Up) | Big Volume (10% Mark-Up) | 10% increase - june 2022
Conventional |  | 4098-9601 | PHOTO DETECTOR | PHASE OUT | 3024 | 2419.2 |  | 3502 | 2801.6 | 3502.01 | 2025-10-13 | 5253 | 4552.6 | 4552.6 | 4202.4 | 4027.3 | 3852.2
Conventional |  | 4098-9613 | HEAT DET 135 ROR |  | 1728 | 1382.4 |  | 2002 | 1601.6 | 2001.89 | 2025-07-16 | 3003 | 2602.6 | 2602.6 | 2402.4 | 2302.3 | 2202.2
Conventional |  | 4098-9615 | HEAT DET 200 ROR |  | 3402 | 2721.6 |  | 3909 | 3127.2 | 3908.7 | 2025-07-16 | 5863.5 | 5081.7 | 5081.7 | 4690.8 | 4495.35 | 4299.9
Conventional |  | 4098-9612 | HEAT DET 135 FX |  | 1792.8 | 1434.24 |  | 2071 | 1656.8 | 2070.62 | 2025-07-16 | 3106.5 | 2692.3 | 2692.3 | 2485.2 | 2381.65 | 2278.1
Conventional |  | 4098-9788 | 2-WIRE DET REM LED BASE |  | 702 | 561.6 | 976 | 799.41 | 639.528 | 799.41 | 2025-10-13 | 1464 | 1268.8 | 1268.8 | 1171.2 | 1122.4 | 1073.6
Conventional |  | 4098-9789E | SENSOR BASE W/LED OUTPUT |  | 1846.8 | 1477.44 | 2229 | 2130 | 1704 | 2130.04 | 2025-10-13 | 3343.5 | 2897.7 | 2897.7 | 2674.8 | 2563.35 | 2451.9
|  | 4098-9789 | LIFE ALARM SENS BASE W/ LED OUT |  |  |  | 2122 |  |  |  | 2025-10-13 | 3183 | 2758.6 | 2758.6 | 2546.4 | 2440.3 | 2334.2
|  | 4098-9789EA | ID NET ADDRESSABLE BASE AUSTRALIA |  |  |  | 2907 |  |  |  | 2025-10-13 | 4360.5 | 3779.1 | 3779.1 | 3488.4 | 3343.05 | 3197.7
Conventional |  | 4098-9685 | DUCT DET HOUS, 2-WIRE, W/O REL |  | 8640 | 6912 |  | 9920 | 7936 | 7936 | 2025-10-13 | 0 | 0 | 0 | 0 | 0 | 0
Conventional |  | 2099-9754 | PULL STATION S/A, IN/O0 |  | 2278.8 | 1823.04 | 2750 | 2628 | 2102.4 | 2628.19 | 2025-10-13 | 4125 | 3575 | 3575 | 3300 | 3162.5 | 3025
Conventional |  | 2099-9103 | PULL STATION BREAK GLASS IN/O |  | 3078 | 2462.4 | 3703 | 3539 | 2831.2 | 3538.7 | 2025-10-13 | 5554.5 | 4813.9 | 4813.9 | 4443.6 | 4258.45 | 4073.3
Conventional |  | 2084-9001 | REMOTE PHONE JACK |  | 1630.8 | 1304.64 | 1973 | 1886 | 1508.8 | 1886.14 | 2025-10-13 | 2959.5 | 2564.9 | 2564.9 | 2367.6 | 2268.95 | 2170.3
Conventional |  | 2084-9014 | PLUGGABLE PHONE W/5FT CABLE |  | 10368 | 8294.4 | 12550 | 11995.32 | 9596.256 | 11995.32 | 2025-10-13 | 18825 | 16315 | 16315 | 15060 | 14432.5 | 13805
Conventional |  | 4901-9820 | HORN 24VDC RED NON-ADDRESSABL |  | 2764.8 | 2211.84 | 3311 | 3165 | 2532 | 3165 | 2025-10-13 | 4966.5 | 4304.3 | 4304.3 | 3973.2 | 3807.65 | 3642.1
Conventional |  | 4902-9716 | SPEAKER 25V/70VRMS RED TRUEALE |  | 2743.2 | 2194.56 | 3305 | 3159 | 2527.2 | 3159 | 2025-10-13 | 4957.5 | 4296.5 | 4296.5 | 3966 | 3800.75 | 3635.5
Conventional |  | 4904-9168 | V/O 15CD RED FREE-RUN NON-ADDR |  | 3672 | 2937.6 |  | 4238.38 | 3390.704 | 4238 | 2025-10-13 | 0 | 0 | 0 | 0 | 0 | 0
Conventional |  | 4906-9127 | A/V M-C NON-ADDRESS, RED, WALL | COMPATIBLE WITH 4007ES HYBRID PANEL | 3888 | 3110.4 | 4694 | 4486 | 3588.8 | 4486 | 2025-10-13 | 7041 | 6102.2 | 6102.2 | 5632.8 | 5398.1 | 5163.4
Conventional |  | 4906-9129 | A/V M-C NON-ADDRESS, WHT, WALL | ALTERNATIVE FOR 4906-9127 | 3888 | 3110.4 | 4680 | 4474 | 3579.2 | 4474 | 2025-10-13 | 7020 | 6084 | 6084 | 5616 | 5382 | 5148
Conventional |  | 4906-9101 | V/O M-C NON-ADDRESS, RED, WALL |  | 2916 | 2332.8 | 3436 | 3284 | 2627.2 | 3284 | 2025-10-13 | 5154 | 4466.8 | 4466.8 | 4123.2 | 3951.4 | 3779.6
Conventional |  | 4906-9151 | S/V M-C NON-ADDRESS, RED, WALL |  | 5076 | 4060.8 | 6148 | 5876.48 | 4701.184 | 5876.48 | 2025-10-13 | 9222 | 7992.4 | 7992.4 | 7377.6 | 7070.2 | 6762.8
Conventional |  | 4906-9154 | S/V MC NON-ADDR WHT CEIL UL |  | 5832 | 4665.6 | 7057 | 6745 | 5396 | 6745 | 2025-10-13 | 10585.5 | 9174.1 | 9174.1 | 8468.4 | 8115.55 | 7762.7
Conventional |  | 4007-9801 | ZONE-RELAY MODULE |  | 12096 | 9676.8 | 14601 | 13955 | 11164 | 13955 | 2025-10-13 | 21901.5 | 18981.3 | 18981.3 | 17521.2 | 16791.15 | 16061.1
Conventional |  | 4007-9802 | 25V REGULATOR MODULE |  | 32421.6 | 25937.28 | 40795 | 37549 | 30039.2 | 37549 | 2025-10-13 | 61192.5 | 53033.5 | 53033.5 | 48954 | 46914.25 | 44874.5
Conventional |  | 4007-9803 | IDNET+ LOOP EXPANSION MODULE |  | 7344 | 5875.2 | 8884 | 8492 | 6793.6 | 8492 | 2025-10-13 | 13326 | 11549.2 | 11549.2 | 10660.8 | 10216.6 | 9772.4
Conventional |  | 4606-9202 | 4007ES COLOR LCD ANNUN, RED | COMPATIBLE WITH 4007ES HYBRID PANEL | 34020 | 27216 | 41115 | 39297 | 31437.6 | 39297 | 2025-10-13 | 61672.5 | 53449.5 | 53449.5 | 49338 | 47282.25 | 45226.5
Conventional |  | 8742-267 | 4010 SFIO CPU BD |  | 79920 | 63936 |  | 84715 | 67772 | 84715 | 2025-10-13 | 0 | 0 | 0 | 0 | 0 | 0
Conventional |  | 4099-9005 | STATION-LED, DA BREAKGLAS ADDR |  | 4209.67 | 3367.736 | 5072 | 4848 | 3878.4 | 4848 | 2025-10-13 | 7608 | 6593.6 | 6593.6 | 6086.4 | 5832.8 | 5579.2
Conventional |  | 4903-9150 | S/V 24VDC 15CD RED HORIZ F/S |  | 7365.6 | 5892.48 |  | 8510 | 6808 | 8510 | 2025-10-13 | 0 | 0 | 0 | 0 | 0 | 0
Conventional |  | 5000-103 | F-5000 BEAM DETECTOR SYSTEM |  | 97632 | 78105.6 | 136609 | 133183 | 106546.4 | 133183 | 2025-10-13 | 204913.5 | 177591.7 | 177591.7 | 163930.8 | 157100.35 | 150269.9
Conventional |  | MBA-624C | CONVENTIONAL BELL TNA BRAND |  | 1200 | 1200 |  | 1675 | 1200 | 1842.5 | 2025-10-13 | 0 | 0 | 0 | 0 | 0 | 0
Conventional | TYCO | 576.501.039.T | Fire Alarm Bell, 6" 24VDC, Thorn |  | 2322 | 1857.6 |  | 2279 | 1823.2 | 2461 | 2025-10-13 | 0 | 0 | 0 | 0 | 0 | 0 | PHASED OUT, PLS OFFER TNA BRAND
Conventional | TYCO | 516.600.401 | Conv. Optical Smoke Detector w/ base, 601P |  | 1674 | 1339.2 |  | 1643 | 1314.4 | 1774 | 2025-10-13 | 0 | 0 | 0 | 0 | 0 | 0
Conventional | TYCO | 516.600.403.K1 | Conv. Heat Detector w/ base, 601H |  | 1566 | 1252.8 |  | 1537 | 1229.6 | 1660 | 2025-10-13 | 0 | 0 | 0 | 0 | 0 | 0
Conventional | SIMPLEX |  | Conv. Heat Detector Head |  |  |  |  | 1880 |  |  | 2025-10-13 | 0 | 0 | 0 | 0 | 0 | 0
Conventional | SIMPLEX | 516.900.201 | Conv. Smoke Detector Head, 721P | NEW MODEL: 700 SERIES |  |  | 2109 | 1940 |  |  | 2025-01-13 | 3163.5 | 2741.7 | 2741.7 | 2530.8 | 2425.35 | 2319.9
Conventional |  | 516.900.202 | 721ph Optical Heat Detector UL |  |  |  | 2108 |  |  |  | 2025-10-13 | 3162 | 2740.4 | 2740.4 | 2529.6 | 2424.2 | 2318.8
Conventional | TYCO | 516.600.004 | Carbon Monoxide Detector, 601ch |  | 4374 | 3499.2 |  | 4293 | 3434.4 | 4636 | 2025-10-13 | 0 | 0 | 0 | 0 | 0 | 0
Conventional |  | 4007-9101 | 4007ES HYBRID FIRE ALARM CONTROL PANEL w/ Back-up Batteries, RED (max. 250points) |  | 95148 | 76118.4 | 115282 | 110187 | 88149.6 | 110187 | 2025-10-13 | 172923 | 149866.6 | 149866.6 | 138338.4 | 132574.3 | 126810.2
Addressable |  | 4007-9201 | 4007ES FULLY ADDRESSABLE FIRE ALARM CONTROL PANEL w/ Back-up Batteries, IDNAC, RED |  | 88992 | 71193.6 | 107837 | 103071 | 82456.8 | 103071 | 2025-10-13 | 161755.5 | 140188.1 | 140188.1 | 129404.4 | 124012.55 | 118620.7
Conventional |  | 4010-9701 | 4010ES FACP 240V RED | IDNAC | 168588 | 134870.4 | 211810 | 195159 | 156127.2 | 195159 | 2025-10-13 | 317715 | 275353 | 275353 | 254172 | 243581.5 | 232991
Conventional |  | 4006-9803 | EXPANSION RELAY MODULE ADDRESS | 4008-9802 | 8229.6 | 6583.68 | 12380 | 8723 | 6978.4 | 8723 | 2025-10-13 | 18570 | 16094 | 16094 | 14856 | 14237 | 13618
Conventional |  | 4010-9811 | DUAL RS232 INTERFACE CARD |  | 29700 | 23760 |  | 31482 | 25185.6 | 31482 | 2025-10-13 | 0 | 0 | 0 | 0 | 0 | 0
Conventional |  | 4010-9817 | MODULAR NETWORK CARD FOR 4010 |  | 23220 | 18576 | 33017 | 31558 | 25246.4 | 31558 | 2025-10-13 | 49525.5 | 42922.1 | 42922.1 | 39620.4 | 37969.55 | 36318.7
Conventional |  | 4010-9818 | WIRED NETWORK MEDIA CARD | 4120 rs485 media card | 8964 | 7171.2 | 13795 | 13185 | 10548 | 13185 | 2025-10-13 | 20692.5 | 17933.5 | 17933.5 | 16554 | 15864.25 | 15174.5
Conventional |  | 4010-9823 | EXPANSION POWER SUPPLY 240V |  | 35694 | 28555.2 | 50877 | 48629 | 38903.2 | 48629 | 2025-10-13 | 76315.5 | 66140.1 | 66140.1 | 61052.4 | 58508.55 | 55964.7
Conventional |  | 4605-7401 | 24 POINT I/O MODULE (N2) |  | 32184 | 25747.2 |  | 38519 | 30815.2 | 38519 | 2025-10-13 | 0 | 0 | 0 | 0 | 0 | 0
Conventional |  | 4606-9101 | REMOTE LCD ANNUNCIATOR |  | 28620 | 22896 | 34480 | 32956 | 26364.8 | 32956 | 2025-10-13 | 51720 | 44824 | 44824 | 41376 | 39652 | 37928
Conventional |  | 4610-9111 | REMOTE LED SWITCH ANNUNCIATOR |  | 27540 | 22032 | 32924 | 31469 | 25175.2 | 31469 | 2025-10-13 | 49386 | 42801.2 | 42801.2 | 39508.8 | 37862.6 | 36216.4
Conventional |  | 4603-9101 | LCD ANNUNCIATOR |  | 29376 | 23500.8 | 35281 | 33722 | 26977.6 | 33722 | 2025-10-13 | 52921.5 | 45865.3 | 45865.3 | 42337.2 | 40573.15 | 38809.1
Conventional |  | 4603-9111 | 6 GANG ALUM TRIM PLATE |  | 5508 | 4406.4 | 6594 | 6302 | 5041.6 | 6302 | 2025-10-13 | 9891 | 8572.2 | 8572.2 | 7912.8 | 7583.1 | 7253.4
Conventional |  | 2975-9217 | SURFACE MOUNT BOX 4606 ANNUN |  | 4644 | 3715.2 | 8877 | 8485 | 6788 | 8485 | 2025-10-13 | 13315.5 | 11540.1 | 11540.1 | 10652.4 | 10208.55 | 9764.7
Conventional |  | 4006-9101 | 5 Zone Fire Alarm Control Panel, RED | 4006 BAsic panel | 55000 | 44000 |  | 67100 | 53680 | 67100 | 2025-10-13 | 0 | 0 | 0 | 0 | 0 | 0
Addressable |  | 4098-9714 | SSD PHOTO SENSOR |  | 1782 | 1425.6 | 2115 | 2022 | 1617.6 | 2022 | 2025-10-13 | 3172.5 | 2749.5 | 2749.5 | 2538 | 2432.25 | 2326.5
Addressable |  | 4098-9764 | ANALOG PHOTO SENSOR WITH HEAT | 4098-9754 change model into 4098-9764 | 2592 | 2073.6 | 3004 | 3159 | 2527.2 | 3159 | 2025-10-13 | 4506 | 3905.2 | 3905.2 | 3604.8 | 3454.6 | 3304.4
Addressable |  | 4098-9733 | HEAT SENSOR |  | 1404 | 1123.2 | 3855.36 | 1538.36 | 1230.688 | 1538.36 | 2025-10-13 | 5783.04 | 5011.968 | 5011.968 | 4626.432 | 4433.664 | 4240.896
Addressable |  | 4098-9733E | HEAT SENSOR HUMID ENV |  | 1512 | 1209.6 | 1833 | 1675 | 1340 | 1675 | 2025-10-13 | 2749.5 | 2382.9 | 2382.9 | 2199.6 | 2107.95 | 2016.3
Addressable |  | 4098-9791E | SENSOR BASE W/RELAY OUTPUT |  | 2700 | 2160 | 3167 | 3027 | 2421.6 | 3027 | 2025-10-13 | 4750.5 | 4117.1 | 4117.1 | 3800.4 | 3642.05 | 3483.7
Addressable |  | 4098-9792 | SENSOR BASE |  | 2052 | 1641.6 | 2424 | 2317 | 1853.6 | 2317.11 | 2025-10-13 | 3636 | 3151.2 | 3151.2 | 2908.8 | 2787.6 | 2666.4
Addressable |  | 4098-9792E | SENSOR BASE "E" |  | 2160 | 1728 | 2505 | 2395 | 1916 | 2395 | 2025-10-13 | 3757.5 | 3256.5 | 3256.5 | 3006 | 2880.75 | 2755.5
Addressable |  | 4098-9793 | SENSOR BASE W/ISOLATOR |  | 3780 | 3024 | 4493 | 4295 | 3436 | 4295 | 2025-10-13 | 6739.5 | 5840.9 | 5840.9 | 5391.6 | 5166.95 | 4942.3
Addressable |  | 4098-9794 | SOUNDER BASE |  | 3780 | 3024 | 4418 | 4223 | 3378.4 | 4223 | 2025-10-13 | 6627 | 5743.4 | 5743.4 | 5301.6 | 5080.7 | 4859.8
Addressable |  | 4098-9796 | MULTI-SENSOR BASE W/LED |  | 3456 | 2764.8 |  | 3889 | 3111.2 | 3889 | 2025-10-13 | 0 | 0 | 0 | 0 | 0 | 0
Addressable |  | 4099-9004 | MAPNET II SINGLE ACTION MANUAL STATION | replacement for the Simplex 4099-9001. | 3456 | 2764.8 | 4163 | 3979 | 3183.2 | 3979 | 2025-10-13 | 6244.5 | 5411.9 | 5411.9 | 4995.6 | 4787.45 | 4579.3
Addressable |  | 4099-9006 | STATION-LED, DA PUSH ADDR |  | 3564 | 2851.2 | 4225 | 4038 | 3230.4 | 4038 | 2025-10-13 | 6337.5 | 5492.5 | 5492.5 | 5070 | 4858.75 | 4647.5
Addressable |  | 4090-9001 | IAM SUPERVISED IDNET |  | 2052 | 1641.6 | 2481 | 2371 | 1896.8 | 2371 | 2025-10-13 | 3721.5 | 3225.3 | 3225.3 | 2977.2 | 2853.15 | 2729.1
Addressable |  | 4090-9005 | IDNET RELEASE PERIPHERAL |  | 13500 | 10800 | 16338 | 15616 | 12492.8 | 15616 | 2025-10-13 | 24507 | 21239.4 | 21239.4 | 19605.6 | 18788.7 | 17971.8
Addressable |  | 4090-9121 | SECURITY MONITOR IAM |  | 2700 | 2160 | 3264 | 3120 | 2496 | 3120 | 2025-10-13 | 4896 | 4243.2 | 4243.2 | 3916.8 | 3753.6 | 3590.4
Addressable |  | 4090-9002 | IAM RELAY, IDNET |  | 3132 | 2505.6 | 3700 | 3536 | 2828.8 | 3536 | 2025-10-13 | 5550 | 4810 | 4810 | 4440 | 4255 | 4070
Addressable |  | 4090-9007 | 4008 ADDRESSABLE SIGNAL IAM (Signal Circuit) |  | 4968 | 3974.4 | 6006 | 5741 | 4592.8 | 5741 | 2025-10-13 | 9009 | 7807.8 | 7807.8 | 7207.2 | 6906.9 | 6606.6
Addressable |  | 4090-9101 | ZAM CLASS B MONITOR, IDNET |  | 3348 | 2678.4 | 4057 | 3878 | 3102.4 | 3878 | 2025-10-13 | 6085.5 | 5274.1 | 5274.1 | 4868.4 | 4665.55 | 4462.7
Addressable |  | 4090-9116 | ADDRESSABLE IDNET 2 ISOLATOR |  | 3672 | 2937.6 | 4404 | 4209 | 3367.2 | 4209 | 2025-10-13 | 6606 | 5725.2 | 5725.2 | 5284.8 | 5064.6 | 4844.4
Addressable |  | 4090-9118 | RLY IDNET 2 IAM W/T SENSE |  | 3348 | 2678.4 | 3960 | 3785 | 3028 | 3785 | 2025-10-13 | 5940 | 5148 | 5148 | 4752 | 4554 | 4356
Addressable |  | 4903-9450/4906-9227 | Horn/Strobe 15cd Red 24VDC True Alert | PHASED OUT | 5076 | 4060.8 |  | 5381 | 4304.8 | 5381 | 2025-10-13 | 0 | 0 | 0 | 0 | 0 | 0 | 4906-9227 - 3,888.00
Addressable |  | 4903-9252 | A/V 24VDC 15CD RED HORIZ F/S | PHASED OUT | 7776 | 6220.8 | 12148 | 8932 | 7145.6 | 8932 | 2025-10-13 | 18222 | 15792.4 | 15792.4 | 14577.6 | 13970.2 | 13362.8
Addressable |  | 4906-9251 | MC TRUEALERT S/V WALL MT RED |  | 7128 | 5702.4 | 8617 | 8236 | 6588.8 | 8236 | 2025-10-13 | 12925.5 | 11202.1 | 11202.1 | 10340.4 | 9909.55 | 9478.7
Addressable |  | 4906-9253 | MC TRUEALERT S/V WALL MT WHITE |  | 7128 | 5702.4 | 8613 | 8233 | 6586.4 | 8233 | 2025-10-13 | 12919.5 | 11196.9 | 11196.9 | 10335.6 | 9904.95 | 9474.3
Addressable |  | 4903-9364 | Hooter, True Alert 110CD, round |  | 6588 | 5270.4 |  | 6983 | 5586.4 | 6983 | 2025-10-13 | 0 | 0 | 0 | 0 | 0 | 0
Addressable |  | 4904-9350 | Strobe 15CD Red, True Alert |  | 4320 | 3456 |  | 4579 | 3663.2 | 4579 | 2025-10-13 | 0 | 0 | 0 | 0 | 0 | 0
Addressable |  | 49AV-WRF | AV, WALL RED FIRE |  | 6500 | 5200 | 7220 | 6900 | 5520 | 6900 | 2025-10-13 | 10830 | 9386 | 9386 | 8664 | 8303 | 7942
Addressable |  | 4100-7158 | 4100ES MSTR CTLR UPGD NO DSPLY |  | 58698 | 46958.4 | 69570 | 66495 | 53196 | 66495 | 2025-10-13 | 104355 | 90441 | 90441 | 83484 | 80005.5 | 76527 | Old Price: 57,456.00
Addressable |  | 4100-3109 | IDNET2 250PT 2 LOOP MODULE |  | 17064 | 13651.2 | 20672 | 19758 | 15806.4 | 19758 | 2025-10-13 | 31008 | 26873.6 | 26873.6 | 24806.4 | 23772.8 | 22739.2
Addressable |  | 4190-5065 | TSW FEATURE UPGRADE |  | 254340 | 203472 | 308201 | 303417 | 242733.6 | 303417 | 2025-10-13 | 462301.5 | 400661.3 | 400661.3 | 369841.2 | 354431.15 | 339021.1
Addressable |  | 4100-9211 | MASTER CONTROLLER 220/240V |  | 164484 | 131587.2 |  | 76245 | 60996 |  | 2025-10-13 | 0 | 0 | 0 | 0 | 0 | 0
Addressable |  | 4100-5102 | XPS POWER, 3 NACS, 220VAC |  | 52002 | 41601.6 |  | 60178 | 48142.4 | 60178 | 2025-10-13 | 0 | 0 | 0 | 0 | 0 | 0
Addressable |  | 4100-1270 | MASTER TELEPHONE, 3 NACS |  | 43092 | 34473.6 | 52178 | 49873 | 39898.4 | 49873 | 2025-10-13 | 78267 | 67831.4 | 67831.4 | 62613.6 | 60004.7 | 57395.8
Addressable |  | 2975-9445 | 2 BAY BB/GDOOR/DRESS PNL PLAT |  | 41040 | 32832 | 73897 | 47414 | 37931.2 | 47414 | 2025-10-13 | 110845.5 | 96066.1 | 96066.1 | 88676.4 | 84981.55 | 81286.7
Addressable |  | 4100-2320 | AUDIO EXPANSION BAY |  | 1080 | 864 | 1252 | 1197 | 957.6 | 1197 | 2025-10-13 | 1878 | 1627.6 | 1627.6 | 1502.4 | 1439.8 | 1377.2
Addressable |  | 4100-2300 | EXPANSION BAY (PHASE 10 ONLY) |  | 24030 | 19224 | 29079 | 27794 | 22235.2 | 27794 | 2025-10-13 | 43618.5 | 37802.7 | 37802.7 | 34894.8 | 33440.85 | 31986.9
Addressable |  | 8566-719 | 4100ES MASTER CONTROLLER BD |  | 58698 | 46958.4 | 73726 | 70468 | 56374.4 | 70468 | 2025-10-13 | 110589 | 95843.8 | 95843.8 | 88471.2 | 84784.9 | 81098.6 | OLD MODEL
Addressable |  | 4190-9829 | PCI MODULAR NTWRK INTRFCE CARD |  | 80028 | 64022.4 | 123478 | 118020 | 94416 | 118020 | 2025-10-13 | 185217 | 160521.4 | 160521.4 | 148173.6 | 141999.7 | 135825.8
Addressable |  | 4190-9822 | PCI WIRED MEDIA CARD |  | 12204 | 9763.2 | 18789 | 17959 | 14367.2 | 17959 | 2025-10-13 | 28183.5 | 24425.7 | 24425.7 | 22546.8 | 21607.35 | 20667.9
Addressable |  | 4190-8603 | TSW SOFTWARE ONLY |  | 671274 | 537019.2 | 813384 | 777435 | 621948 | 777435 | 2025-10-13 | 1220076 | 1057399.2 | 1057399.2 | 976060.8 | 935391.6 | 894722.4
Addressable |  | 4100-3102 | MAPNET MODULE, UP TO 127 PTS |  | 33480 | 26784 | 40479 | 38690 | 30952 | 38690 | 2025-10-13 | 60718.5 | 52622.7 | 52622.7 | 48574.8 | 46550.85 | 44526.9
Addressable |  | 2099-9804 | BREAKROD |  | 118.8 | 95.04 | 140 | 134 | 107.2 | 134 | 2025-10-13 | 210 | 182 | 182 | 168 | 161 | 154
Addressable |  | 2081-9028 | ISOLATED LOOP CIRCUIT PROTECTR |  | 4212 | 3369.6 | 5050 | 4826 | 3860.8 | 4826 | 2025-10-13 | 7575 | 6565 | 6565 | 6060 | 5807.5 | 5555
Addressable |  | 4100-5113 | SPS POWER, 3 NACS, 220/240V |  | 68040 | 54432 | 80004 | 78762 | 63009.6 | 78762 | 2025-10-13 | 120006 | 104005.2 | 104005.2 | 96004.8 | 92004.6 | 88004.4
Addressable |  | 4100-6056 | NETWORK MEDIA CARD WIRED |  | 8208 | 6566.4 | 12529 | 11976 | 9580.8 | 11976 | 2025-10-13 | 18793.5 | 16287.7 | 16287.7 | 15034.8 | 14408.35 | 13781.9
Addressable |  | 4100-6078 | NETWORK IFC CARD, MODULAR |  | 23652 | 18921.6 | 36396 | 34787 | 27829.6 | 34787 | 2025-10-13 | 54594 | 47314.8 | 47314.8 | 43675.2 | 41855.4 | 40035.6
Addressable |  | 565-802 | 4010 24PT I/O PC BD |  | 58320 | 46656 |  | 58792 | 47033.6 | 58792 | 2025-10-13 | 0 | 0 | 0 | 0 | 0 | 0
Addressable |  | 4007-9810 | 4007ES MODULAR NIC |  | 22410 | 17928 | 34557 | 33049 | 26439.2 | 33049 | 2025-10-13 | 51835.5 | 44924.1 | 44924.1 | 41468.4 | 39740.55 | 38012.7
Addressable |  | 4007-9813 | WIRED NETWORK MEDIA CARD |  | 8964 | 7171.2 | 13795 | 13185 | 10548 | 13185 | 2025-10-13 | 20692.5 | 17933.5 | 17933.5 | 16554 | 15864.25 | 15174.5
Addressable |  | 4099-9002 | MPS, Breakglass |  | 3294 | 2635.2 |  | 3492 | 2793.6 | 3492 | 2025-10-13 | 0 | 0 | 0 | 0 | 0 | 0
Addressable |  | 4090-9120 | 6 POINT IDNET 2 I/O |  | 7020 | 5616 | 7484 | 7153 | 5722.4 | 7153 | 2025-10-13 | 11226 | 9729.2 | 9729.2 | 8980.8 | 8606.6 | 8232.4
Addressable |  | 4100-1279 | 2" BLANK DISPLAY MODULE |  | 756 | 604.8 | 867 | 828 | 662.4 | 828 | 2025-10-13 | 1300.5 | 1127.1 | 1127.1 | 1040.4 | 997.05 | 953.7
Addressable |  | 4100-0635 | POWER DISTRIBUTION MODULE 220V |  | 8046 | 6436.8 | 9701 | 9272 | 7417.6 | 9272 | 2025-10-13 | 14551.5 | 12611.3 | 12611.3 | 11641.2 | 11156.15 | 10671.1
Addressable |  | 4100-0636 | BOX TO BOX HARNESS KIT |  | 3726 | 2980.8 | 4467 | 4269 | 3415.2 | 4269 | 2025-10-13 | 6700.5 | 5807.1 | 5807.1 | 5360.4 | 5137.05 | 4913.7
Addressable |  | 4100-1290 | 24 POINT I/O MODULE |  | 24300 | 19440 | 29417 | 28117 | 22493.6 | 28117 | 2025-10-13 | 44125.5 | 38242.1 | 38242.1 | 35300.4 | 33829.55 | 32358.7
Addressable |  | 4100-0638 | ADDITIONAL 24V HARNESS |  | 2052 | 1641.6 | 2441 | 2333 | 1866.4 | 2333 | 2025-10-13 | 3661.5 | 3173.3 | 3173.3 | 2929.2 | 2807.15 | 2685.1
Addressable |  | 4100-2303 | LEGACY CARD STABILIZER BRKT |  | 4644 | 3715.2 | 5581 | 5334 | 4267.2 | 5334 | 2025-10-13 | 8371.5 | 7255.3 | 7255.3 | 6697.2 | 6418.15 | 6139.1
Addressable |  | 4100-5128 | BATTERY DIST TERM MODULE |  | 4320 | 3456 | 5753 | 4970 | 3976 | 4970 | 2025-10-13 | 8629.5 | 7478.9 | 7478.9 | 6903.6 | 6615.95 | 6328.3
Addressable |  | 4100-1319 | 100W AMP,6NAC,220/30/40VAC,70V |  | 92016 | 73612.8 | 111454 | 106528 | 85222.4 | 106528 | 2025-10-13 | 167181 | 144890.2 | 144890.2 | 133744.8 | 128172.1 | 122599.4
Addressable |  | 4100-1255 | AUDIO IF 3-8 CHANNEL |  | 8478 | 6782.4 | 10258 | 9804 | 7843.2 | 9804 | 2025-10-13 | 15387 | 13335.4 | 13335.4 | 12309.6 | 11796.7 | 11283.8
Addressable |  | 4100-9620 | BASIC AUDIO W/MIKE-ANALOG |  | 88668 | 70934.4 | 107379 | 102633 | 82106.4 | 102633 | 2025-10-13 | 161068.5 | 139592.7 | 139592.7 | 128854.8 | 123485.85 | 118116.9
Addressable |  | 4100-1288 | 64/64 LED/SWITCH CONTROLLER |  | 14688 | 11750.4 | 17702 | 16919 | 13535.2 | 16919 | 2025-10-13 | 26553 | 23012.6 | 23012.6 | 21242.4 | 20357.3 | 19472.2
Addressable |  | 4100-1280 | 8 SWITCH, 8 RED LED MODULE |  | 9612 | 7689.6 | 11613 | 1100 | 880 | 1100 | 2025-10-13 | 17419.5 | 15096.9 | 15096.9 | 13935.6 | 13354.95 | 12774.3
Addressable |  | 4100-6038 | DUAL RS-232 IF CARD |  | 29862 | 23889.6 | 36130 | 34533 | 27626.4 | 34533 | 2025-10-13 | 54195 | 46969 | 46969 | 43356 | 41549.5 | 39743
Addressable |  | 4100-0637 | AUDIO BOX TO BOX HARNESS KIT |  | 2268 | 1814.4 | 2741 | 2619 | 2095.2 | 2619 | 2025-10-13 | 4111.5 | 3563.3 | 3563.3 | 3289.2 | 3152.15 | 3015.1
Addressable |  | 4100-1294 | LED/SWITCH SLIDE-IN LABEL KIT |  | 5724 | 4579.2 | 6906 | 6601 | 5280.8 | 6601 | 2025-10-13 | 10359 | 8977.8 | 8977.8 | 8287.2 | 7941.9 | 7596.6
Addressable |  | 2975-9446 | 3 BAY BB/GDOOR/DRESS PNL PLAT |  | 52488 | 41990.4 | 88908 | 60785 | 48628 | 60785 | 2025-10-13 | 133362 | 115580.4 | 115580.4 | 106689.6 | 102244.2 | 97798.8
Addressable |  | 4100-5005 | ZONE MODULE, 8 IDC, CLASS B |  | 18900 | 15120 | 22876 | 21865 | 17492 | 21865 | 2025-10-13 | 34314 | 29738.8 | 29738.8 | 27451.2 | 26307.4 | 25163.6
Addressable |  | 4190-6036 | PCI WIRED MEDIA CARD |  | 15228 | 12182.4 |  | 16142 | 12913.6 | 16142 | 2025-10-13 | 0 | 0 | 0 | 0 | 0 | 0
Addressable |  | 4190-6061 | PCI MODULAR NTWK INTFC CARD |  | 106974 | 85579.2 |  | 113392 | 90713.6 | 113392 | 2025-10-13 | 0 | 0 | 0 | 0 | 0 | 0
Addressable |  | 4190-8406 | TRUESITE GRAPHIC ANNUNCIATOR |  | 170586 | 136468.8 | 206684 | 197549 | 158039.2 | 197549 | 2025-10-13 | 310026 | 268689.2 | 268689.2 | 248020.8 | 237686.6 | 227352.4
Addressable |  | 4190-8606 | TRUESITE GRAPHIC ANNUN SW ONLY |  | 57132 | 45705.6 | 69187 | 66130 | 52904 | 66130 | 2025-10-13 | 103780.5 | 89943.1 | 89943.1 | 83024.4 | 79565.05 | 76105.7
Addressable |  | 4190-8901 | 4190 SERIES AFTERMARKET ADDITN |  | 1242 | 993.6 | 1478 | 1413 | 1130.4 | 1413 | 2025-10-13 | 2217 | 1921.4 | 1921.4 | 1773.6 | 1699.7 | 1625.8
Addressable |  | 4007-9102 | 4007ES HYBRID FIRE ALARM CONTROL PANEL w/ Back-up Batteries, PLATINUM |  | 96120 | 76896 | 115874 | 110752 | 88601.6 | 110752 | 2025-10-13 | 173811 | 150636.2 | 150636.2 | 139048.8 | 133255.1 | 127461.4
Addressable |  | 4007-9202 | 4007ES FULLY ADDRESSABLE FIRE ALARM CONTROL PANEL w/ Back-up Batteries, IDNAC, PLATINUM |  | 89640 | 71712 | 108428 | 103636 | 82908.8 | 103636 | 2025-10-13 | 162642 | 140956.4 | 140956.4 | 130113.6 | 124692.2 | 119270.8
Addressable |  | 4007-9801 | ZONE-RELAY MODULE |  | 12096 | 9676.8 |  | 13955 | 11164 | 13955 | 2025-10-13 | 0 | 0 | 0 | 0 | 0 | 0
Addressable |  | 4007-9803 | IDNET+LOOP EXPANSION MODULE |  | 7344 | 5875.2 |  | 8492 | 6793.6 | 8492 | 2025-10-13 | 0 | 0 | 0 | 0 | 0 | 0
Addressable |  | 4010-9929 | IDNET2+2 250POINT 4 LOOP MOD |  | 26352 | 21081.6 | 31870 | 30462 | 24369.6 | 30462 | 2025-10-13 | 47805 | 41431 | 41431 | 38244 | 36650.5 | 35057
Addressable |  | 742-342 | 4100U/ES SPS BD 120V |  | 34344 | 27475.2 | 49018 | 46851 | 37480.8 | 46851 | 2025-10-13 | 73527 | 63723.4 | 63723.4 | 58821.6 | 56370.7 | 53919.8
Addressable |  | 742-351 | 4100U/ES PDI BD |  | 11124 | 8899.2 | 13948 | 13332 | 10665.6 | 13332 | 2025-10-13 | 20922 | 18132.4 | 18132.4 | 16737.6 | 16040.2 | 15342.8
Addressable |  | 2099-9756 | PULL STATION D/A, IN/O | PHASED OUT | 2376 | 1900.8 | 2864 | 2737 | 2189.6 | 2737 | 2025-10-13 | 4296 | 3723.2 | 3723.2 | 3436.8 | 3293.6 | 3150.4
Addressable |  | 4090-9106 | ZAM CLASS A MONITOR, IDNET |  | 3564 | 2851.2 | 4263 | 4075 | 3260 | 4075 | 2025-10-13 | 6394.5 | 5541.9 | 5541.9 | 5115.6 | 4902.45 | 4689.3
Addressable |  | 4098-9402 | LIFEALARM HT DET 135 RR DIRECT |  | 4320 | 3456 | 5178 | 4949 | 3959.2 | 4949 | 2025-10-13 | 7767 | 6731.4 | 6731.4 | 6213.6 | 5954.7 | 5695.8
Addressable |  | 4098-9603EA | IONIZATION DETECTOR AUSTRALIA |  | 5832 | 4665.6 |  | 6182 | 4945.6 | 6182 | 2025-10-13 | 0 | 0 | 0 | 0 | 0 | 0
Addressable |  | 4098-9684 | SSD HEAT DET REM LED BASE |  | 3132 | 2505.6 |  | 3618 | 2894.4 | 3618 | 2025-10-13 | 0 | 0 | 0 | 0 | 0 | 0
Addressable |  | 4098-9683 | SSD 2-WIRE DET RELAY BASE |  | 4266 | 3412.8 |  | 4908 | 3926.4 | 4908 | 2025-10-13 | 0 | 0 | 0 | 0 | 0 | 0
Addressable |  | 4901-9822 | HORN 24VDC RED |  | 3672 | 2937.6 |  | 3892 | 3113.6 | 3892 | 2025-10-13 | 0 | 0 | 0 | 0 | 0 | 0
Addressable |  | 4902-9721 | SPKR 25V/70VRMS WHT CEIL TRUEA |  | 2862 | 2289.6 | 3449 | 3296 | 2636.8 | 3296 | 2025-10-13 | 5173.5 | 4483.7 | 4483.7 | 4138.8 | 3966.35 | 3793.9
Addressable |  | 4904-9176 | V/O 24VDC 15CD RED VERT F/S |  | 4320 | 3456 |  | 4963 | 3970.4 | 4963 | 2025-10-13 | 0 | 0 | 0 | 0 | 0 | 0
Addressable |  | 4906-9128 | A/V M-C NON-ADDRESS, RED CEIL |  | 5292 | 4233.6 | 6401 | 6118 | 4894.4 | 6118 | 2025-10-13 | 9601.5 | 8321.3 | 8321.3 | 7681.2 | 7361.15 | 7041.1
Addressable |  | 4906-9254 | MC TA S/V CEILNG MT RND WHITE |  | 7560 | 6048 | 9100 | 8698 | 6958.4 | 8698 | 2025-10-13 | 13650 | 11830 | 11830 | 10920 | 10465 | 10010
Addressable |  | 4906-9104 | V/O M-C NON-ADDRESS, WHT, CEIL |  | 3294 | 2635.2 | 3973 | 3798 | 3038.4 | 3798 | 2025-10-13 | 5959.5 | 5164.9 | 5164.9 | 4767.6 | 4568.95 | 4370.3
Addressable |  | 49AO-WRF | AO, WALL RED FIRE |  | 4050 | 3240 | 4882 | 4666 | 3732.8 | 4666 | 2025-10-13 | 7323 | 6346.6 | 6346.6 | 5858.4 | 5614.3 | 5370.2
Addressable |  | 49VO-WRF | VO, WALL RED FIRE |  | 5184 | 4147.2 | 6246 | 5970 | 4776 | 5970 | 2025-10-13 | 9369 | 8119.8 | 8119.8 | 7495.2 | 7182.9 | 6870.6
Addressable |  | 49AV-WRF-BA | AV, WALL RED FIRE USA |  | 6696 | 5356.8 | 8100 | 7742 | 6193.6 | 7742 | 2025-10-13 | 12150 | 10530 | 10530 | 9720 | 9315 | 8910
Addressable |  | 4098-9019 | ADDRESS BEAM DETECTOR SYSTEM |  | 111240 | 88992 | 141921 | 135648 | 108518.4 | 135648 | 2025-10-13 | 212881.5 | 184497.3 | 184497.3 | 170305.2 | 163209.15 | 156113.1
Addressable |  | 4098-9855 | SAMPLING TUBE 24", PLASTIC |  | 594 | 475.2 | 698 | 667 | 533.6 | 667 | 2025-10-13 | 1047 | 907.4 | 907.4 | 837.6 | 802.7 | 767.8
Addressable |  | 4098-9848 | 4098 SSD BASE DUST BOOT |  | 486 | 388.8 | 547 | 523 | 418.4 | 523 | 2025-10-13 | 820.5 | 711.1 | 711.1 | 656.4 | 629.05 | 601.7
Addressable |  | 743-581 | 4008 ELECTONIC BAY ASSEMBLY |  | 135000 | 108000 |  |  | 0 |  | 2025-10-13 | 0 | 0 | 0 | 0 | 0 | 0
Addressable |  | 4007-9812 | DUAL RS232 MODULE |  | 29862 | 23889.6 | 36130 | 34533 | 27626.4 | 34533 | 2025-10-13 | 54195 | 46969 | 46969 | 43356 | 41549.5 | 39743
Addressable |  | 742-590 | 4100U/ES 2X40 IFC DOOR ASSY |  | 34560 | 27648 | 43249 | 41337 | 33069.6 | 41337 | 2025-10-13 | 64873.5 | 56223.7 | 56223.7 | 51898.8 | 49736.35 | 47573.9
Addressable |  | 4009-9301 | NAC EXTENDER, 240VAC, IDNET |  | 73710 | 58968 | 89271 | 85326 | 68260.8 | 85326 | 2025-10-13 | 133906.5 | 116052.3 | 116052.3 | 107125.2 | 102661.65 | 98198.1
|  | 2081-9044 | OVERVOLTAGE SUPPRESSOR |  | 5500 | 4400 | 3172 | 2568 | 2054.4 | 2568 | 2025-10-13 | 4758 | 4123.6 | 4123.6 | 3806.4 | 3647.8 | 3489.2
|  | 4100-1272 | EXPANSION PHONE CONTROLLER |  | 58000 | 46400 | 25345 | 24225 | 19380 | 24225 | 2025-10-13 | 38017.5 | 32948.5 | 32948.5 | 30414 | 29146.75 | 27879.5
|  | 4098-9755 | DUCT SENSOR HOUSING | Explosion Proof Heat Detector |  | 0 |  | 11720 | 9376 | 11720 | 2025-10-13 | 0 | 0 | 0 | 0 | 0 | 0
|  | 4606-9102 | REMOTE ANNUNCIATOR FOR 4010ES |  |  |  | 34480 | 32956 | 26364.8 | 32956 | 2025-10-13 | 51720 | 44824 | 44824 | 41376 | 39652 | 37928
|  | 2099-9803 | BREAKGLASS |  |  | 0 | 442 | 422 | 337.6 | 422 | 2025-10-13 | 663 | 574.6 | 574.6 | 530.4 | 508.3 | 486.2
|  | DH24120FPC | DR HLDR, SEMI-FLUSH, CHRM |  |  | 0 | 6264 | 6077 | 4861.6 | 6077 | 2025-10-13 | 9396 | 8143.2 | 8143.2 | 7516.8 | 7203.6 | 6890.4
|  | 746-177 | COMPACT FLASH-ES MSTR CTLR |  |  | 0 | 6044 | 5777 | 4621.6 | 5777 | 2025-10-13 | 9066 | 7857.2 | 7857.2 | 7252.8 | 6950.6 | 6648.4
|  | 4100-5112 | TPS POWER, 3 CHANNELS, 220VAC |  |  | 0 |  | 101119 | 80895.2 | 101119 | 2025-10-13 | 0 | 0 | 0 | 0 | 0 | 0
|  | 566-075 | 4100U/ES EXT POWER SUPPLY BD |  |  | 0 | 27113 | 25915 | 20732 | 25915 | 2025-10-13 | 40669.5 | 35246.9 | 35246.9 | 32535.6 | 31179.95 | 29824.3
|  | 4098-9770 | CO SENSOR BASE EXTENDED LIFE |  |  | 0 | 15141 | 14472 | 11577.6 | 14472 | 2025-10-13 | 22711.5 | 19683.3 | 19683.3 | 18169.2 | 17412.15 | 16655.1
|  | 4100-1210 | ANALOG AUDIO CONTROLLER |  |  |  | 41139 | 39321 | 31456.8 | 39321 | 2025-10-13 | 61708.5 | 53480.7 | 53480.7 | 49366.8 | 47309.85 | 45252.9
|  | 4010-9922 | SERIAL DACT | 4010ES NETWORK INTERFACE CARD |  |  | 36396 | 31294 | 25035.2 | 31294 | 2025-10-13 | 54594 | 47314.8 | 47314.8 | 43675.2 | 41855.4 | 40035.6
|  | 4010-9912 | 4010ES NETWORK INTERFACE CARD |  |  | 0 | 32740 | 34787 | 27829.6 | 34787 | 2025-10-13 | 49110 | 42562 | 42562 | 39288 | 37651 | 36014
|  | 4004-9302 | 4004R RELEASE PANEL RED | 4010-9302 |  | 0 | 70163 | 67062 | 53649.6 | 67062 | 2025-10-13 | 105244.5 | 91211.9 | 91211.9 | 84195.6 | 80687.45 | 77179.3
|  | 8699-551 | 4007 FRONT ASSY W/ELECTRONICS |  |  | 0 | 66586 | 63643 | 50914.4 | 63643 | 2025-10-13 | 99879 | 86561.8 | 86561.8 | 79903.2 | 76573.9 | 73244.6
|  | 4100-1254 | AUDIO IF 2 CHANNEL |  |  | 0 | 14261 | 13631 | 10904.8 | 13631 | 2025-10-13 | 21391.5 | 18539.3 | 18539.3 | 17113.2 | 16400.15 | 15687.1
|  | 4100-1241 | MESSAGE EXPANSION, 8 MINUTES |  |  | 0 | 7036 | 6725 | 5380 | 6725 | 2025-10-13 | 10554 | 9146.8 | 9146.8 | 8443.2 | 8091.4 | 7739.6
|  | 8650-442 | MAIN SYSTEM SUPPLY W/IDNET+ |  |  | 0 | 66217 | 63291 | 50632.8 | 63291 | 2025-10-13 | 99325.5 | 86082.1 | 86082.1 | 79460.4 | 76149.55 | 72838.7
|  | 650-759 | RUI_, CPU MOTHERBOARD |  |  | 0 | 18787 | 17957 | 14365.6 | 17957 | 2025-10-13 | 28180.5 | 24423.1 | 24423.1 | 22544.4 | 21605.05 | 20665.7
Addressable |  | 4001ES | Fire Alarm Control Panel | Compatible with Simplex ES Net or 4120 Fire Alarm Networks |  | 0 |  | 380000 |  | 380000 | 2025-10-13 | 0 | 0 | 0 | 0 | 0 | 0 | price is subject for confirmation, price depends on the devices
Accessories |  |  | MPS Key | Key for 2099-9754 |  | 0 | 360 | 480 |  | 480 | 2025-10-13 | 540 | 468 | 468 | 432 | 414 | 396
Conventional |  |  | IDC Expansion | 5 Zone Expansion Card for 4006 Panel |  | 0 |  | 12354 | 9883.2 | 12354 | 2025-10-13 | 0 | 0 | 0 | 0 | 0 | 0
|  |  | Fire Alarm Control Panel - (2 Loops; w/ Evac; w/ FMJ) |  |  | 0 |  | 1699000 | 1359200 |  | 2025-10-13 | 0 | 0 | 0 | 0 | 0 | 0
Addressable |  |  | Smoke Detector |  |  | 0 |  | 4339 | 3471.2 |  | 2025-10-13 | 0 | 0 | 0 | 0 | 0 | 0
Addressable |  |  | Smoke Detector with Sounder Base |  |  | 0 |  | 6245 | 4996 |  | 2025-10-13 | 0 | 0 | 0 | 0 | 0 | 0
Addressable |  |  | Heat Detector |  |  | 0 |  | 3855 | 3084 |  | 2025-10-13 | 0 | 0 | 0 | 0 | 0 | 0
|  |  | Fire Alarm Speaker with Strobe Light |  |  | 0 |  | 5876 | 4700.8 |  | 2025-10-13 | 0 | 0 | 0 | 0 | 0 | 0
|  |  | Fire Alarm Speaker with Strobe Light - 15CD |  |  | 0 |  | 5876 | 4700.8 |  | 2025-10-13 | 0 | 0 | 0 | 0 | 0 | 0
|  |  | Control Module |  |  | 0 |  | 3536 | 2828.8 |  | 2025-10-13 | 0 | 0 | 0 | 0 | 0 | 0
|  |  | Monitor Module |  |  | 0 |  | 2371 | 1896.8 |  | 2025-10-13 | 0 | 0 | 0 | 0 | 0 | 0
|  |  | Firemans Telephone Jack |  |  | 0 |  | 1886 | 1508.8 |  | 2025-10-13 | 0 | 0 | 0 | 0 | 0 | 0
|  |  | Short Circuit Isolator |  |  | 0 |  | 4209 | 3367.2 |  | 2025-10-13 | 0 | 0 | 0 | 0 | 0 | 0
|  |  | Audio Booster | Integrated to FACP |  | 0 |  |  | 0 |  | 2025-10-13 | 0 | 0 | 0 | 0 | 0 | 0
|  |  | Flow Switch (FS) - Module Only (Monitor Module for FS) |  |  | 0 |  | 2371 | 1896.8 |  | 2025-10-13 | 0 | 0 | 0 | 0 | 0 | 0
|  |  | Supervisory Switch (SS) - Module Only |  |  | 0 |  | 2371 | 1896.8 |  | 2025-10-13 | 0 | 0 | 0 | 0 | 0 | 0
|  |  | Workstation |  |  | 0 |  | 1350000 | 1080000 |  | 2025-10-13 | 0 | 0 | 0 | 0 | 0 | 0
|  |  | RIAM |  |  | 0 |  | 3536 | 2828.8 |  | 2025-10-13 | 0 | 0 | 0 | 0 | 0 | 0
|  |  | Printer |  |  | 0 |  | 25000 | 20000 |  | 2025-10-13 | 0 | 0 | 0 | 0 | 0 | 0
|  |  | UPS - 1.2kVA |  |  | 0 |  | 15000 | 12000 |  | 2025-10-13 | 0 | 0 | 0 | 0 | 0 | 0
|  |  | PABGM |  |  | 0 |  | 15000 | 12000 |  | 2025-10-13 | 0 | 0 | 0 | 0 | 0 | 0
|  |  | Access Control System |  |  | 0 |  | 15000 | 12000 |  | 2025-10-13 | 0 | 0 | 0 | 0 | 0 | 0
|  |  | Elevator Control Panel |  |  | 0 |  | 15000 | 12000 |  | 2025-10-13 | 0 | 0 | 0 | 0 | 0 | 0
Addressable |  |  | Module for Elevator |  |  | 0 |  | 3536 | 2828.8 |  | 2025-10-13 | 0 | 0 | 0 | 0 | 0 | 0
Addressable |  |  | Module for Stair Pressurization |  |  | 0 |  | 3536 | 2828.8 |  | 2025-10-13 | 0 | 0 | 0 | 0 | 0 | 0
Addressable |  |  | Module for Motorized Damper |  |  | 0 |  | 3536 | 2828.8 |  | 2025-10-13 | 0 | 0 | 0 | 0 | 0 | 0
Addressable |  |  | Module for Fire Pump and Jockey Pum |  |  | 0 |  | 3536 | 2828.8 |  | 2025-10-13 | 0 | 0 | 0 | 0 | 0 | 0
Addressable |  |  | Module for Pressurization Fan |  |  | 0 |  | 3536 | 2828.8 |  | 2025-10-13 | 0 | 0 | 0 | 0 | 0 | 0
|  |  | Control Module for Elevator Power Shunt Trip |  |  | 0 |  | 3536 | 2828.8 |  | 2025-10-13 | 0 | 0 | 0 | 0 | 0 | 0
|  |  | Telephone Handset, Provision for 4 |  |  | 0 |  | 11995 | 9596 |  | 2025-10-13 | 0 | 0 | 0 | 0 | 0 | 0
|  |  | Short Circuit Isolator |  |  | 0 |  | 4209 | 3367.2 |  | 2025-10-13 | 0 | 0 | 0 | 0 | 0 | 0
|  |  | Network Interface Unit/ Networking Module | Integrated to FACP |  | 0 |  |  | 0 |  | 2025-10-13 | 0 | 0 | 0 | 0 | 0 | 0
Addressable |  | 1010-000 | Long Range Prism Kit (Fire Ray One) |  |  | 0 | 18547 | 18547 | 14837.6 |  | 2025-10-13 | 27820.5 | 24111.1 | 24111.1 | 22256.4 | 21329.05 | 20401.7
Addressable |  | 252-019 | key Block |  |  | 0 | 357 | 357 | 285.6 |  | 2025-10-13 | 535.5 | 464.1 | 464.1 | 428.4 | 410.55 | 392.7
Addressable |  | 4006-9802 | Expansion IDC Module Conven |  |  | 0 | 14601 | 14601 | 11680.8 |  | 2025-10-13 | 21901.5 | 18981.3 | 18981.3 | 17521.2 | 16791.15 | 16061.1
Addressable |  | 4009-9602 | IDNAC REPEATER RED |  |  | 0 | 89271 |  | 0 |  | 2025-10-13 | 133906.5 | 116052.3 | 116052.3 | 107125.2 | 102661.65 | 98198.1
Addressable |  | 650-1610 | EXTENDED SYSTEM SUPPLY WITH IDNET |  |  | 0 | 66217 |  | 0 |  | 2025-10-13 | 99325.5 | 86082.1 | 86082.1 | 79460.4 | 76149.55 | 72838.7
Addressable |  | 4190-9832 | ES NET EXT NIC RED 120/240V |  |  | 0 | 126449 |  | 0 |  | 2025-10-13 | 189673.5 | 164383.7 | 164383.7 | 151738.8 | 145416.35 | 139093.9
Addressable |  | 4190-9833 | ES NET EXT NIC PLAT 120/240V |  |  | 0 | 126449 |  | 0 |  | 2025-10-13 | 189673.5 | 164383.7 | 164383.7 | 151738.8 | 145416.35 | 139093.9
Addressable |  | 4190-9834 | ES NET EXT NIC PLATINUM 24VDC |  |  | 0 | 126449 |  | 0 |  | 2025-10-13 | 189673.5 | 164383.7 | 164383.7 | 151738.8 | 145416.35 | 139093.9
Addressable |  | 4190-9835 | ES NET EXT NIC RED 24VDC |  |  | 0 | 126449 |  | 0 |  | 2025-10-13 | 189673.5 | 164383.7 | 164383.7 | 151738.8 | 145416.35 | 139093.9
Addressable |  | 4190-9842 | ES NET NETWRK BRIDGE RD 120VAC |  |  | 0 | 168951 |  | 0 |  | 2025-10-13 | 253426.5 | 219636.3 | 219636.3 | 202741.2 | 194293.65 | 185846.1
Addressable |  | 4190-9843 | ES NET NETWRK BRIDGE PT 120VAC |  |  | 0 | 168951 |  | 0 |  | 2025-10-13 | 253426.5 | 219636.3 | 219636.3 | 202741.2 | 194293.65 | 185846.1
Addressable |  | 4190-9844 | ES NET NETWRK BRIDGE RD 24VAC |  |  | 0 | 168951 |  | 0 |  | 2025-10-13 | 253426.5 | 219636.3 | 219636.3 | 202741.2 | 194293.65 | 185846.1
Addressable |  | 4190-9845 | ES NET NETWRK BRIDGE PT 24VAC |  |  | 0 | 168951 |  | 0 |  | 2025-10-13 | 253426.5 | 219636.3 | 219636.3 | 202741.2 | 194293.65 | 185846.1
Addressable |  | 4190-9851 | 4120 SM-L DUPLEX FIBER MEDIA |  |  | 0 | 39099 |  | 0 |  | 2025-10-13 | 58648.5 | 50828.7 | 50828.7 | 46918.8 | 44963.85 | 43008.9
Addressable |  | 4190-9852 | 4120 SM-R DUPLEX FIBER MEDIA |  |  | 0 | 39099 |  | 0 |  | 2025-10-13 | 58648.5 | 50828.7 | 50828.7 | 46918.8 | 44963.85 | 43008.9
Addressable |  | 4190-9853 | 4120 MM-L DUPLEX FIBER MEDIA |  |  | 0 | 39099 |  | 0 |  | 2025-10-13 | 58648.5 | 50828.7 | 50828.7 | 46918.8 | 44963.85 | 43008.9
Addressable |  | 4190-9854 | 4120 MM-R DUPLEX FIBER MEDIA |  |  | 0 | 39099 |  | 0 |  | 2025-10-13 | 58648.5 | 50828.7 | 50828.7 | 46918.8 | 44963.85 | 43008.9
Addressable |  | 4190-9856 | ES NET ETHERNET MEDIA CARD |  |  | 0 | 11371 |  | 0 |  | 2025-10-13 | 17056.5 | 14782.3 | 14782.3 | 13645.2 | 13076.65 | 12508.1
Addressable |  | 4190-9857 | ES NET DSL MEDIA CARD |  |  | 0 | 49537 |  | 0 |  | 2025-10-13 | 74305.5 | 64398.1 | 64398.1 | 59444.4 | 56967.55 | 54490.7
Addressable |  | 4190-9858 | ES NET SM FIBER MEDIA CARD |  |  | 0 | 44516 |  | 0 |  | 2025-10-13 | 66774 | 57870.8 | 57870.8 | 53419.2 | 51193.4 | 48967.6
Addressable |  | 4190-9859 | ES NET MM FIBER MEDIA CARD |  |  | 0 | 65392 |  | 0 |  | 2025-10-13 | 98088 | 85009.6 | 85009.6 | 78470.4 | 75200.8 | 71931.2
Addressable |  | 8566-320 | 4100U BATTERY CHARGER BD |  |  | 0 | 33178 |  | 0 |  | 2025-10-13 | 49767 | 43131.4 | 43131.4 | 39813.6 | 38154.7 | 36495.8
Addressable |  | 8566-521 | 4100U 100W AMP BD |  |  | 0 | 50410 |  | 0 |  | 2025-10-13 | 75615 | 65533 | 65533 | 60492 | 57971.5 | 55451
Addressable |  | 8566-677 | 4100U/ES 100W AMP BD |  |  | 0 | 30167 |  | 0 |  | 2025-10-13 | 45250.5 | 39217.1 | 39217.1 | 36200.4 | 34692.05 | 33183.7
Addressable |  | 4100-3112 | 4 LOOP MSTR CONTROLLER OPTION |  |  | 0 | 7520 |  | 0 |  | 2025-10-13 | 11280 | 9776 | 9776 | 9024 | 8648 | 8272
Addressable |  | 4100-3115 | FEATURE CONFIGURED |  |  | 0 | 52184 |  | 0 |  | 2025-10-13 | 78276 | 67839.2 | 67839.2 | 62620.8 | 60011.6 | 57402.4
Addressable |  | 4100-3120 | MSTR CTLR ESMXLOOP FACTORY PID |  |  | 0 | 18096 |  | 0 |  | 2025-10-13 | 27144 | 23524.8 | 23524.8 | 21715.2 | 20810.4 | 19905.6
Addressable |  | 4100-3207 | 4 PT 2A AUX RELAY CARD W-FB |  |  | 0 | 18096 |  | 0 |  | 2025-10-13 | 27144 | 23524.8 | 23524.8 | 21715.2 | 20810.4 | 19905.6
Addressable |  | 4100-3208 | 4 PT 10A AUX RELAY CARD W-FB |  |  | 0 | 45987 |  | 0 |  | 2025-10-13 | 68980.5 | 59783.1 | 59783.1 | 55184.4 | 52885.05 | 50585.7
Addressable |  | 4100-3209 | 8 PT 3A AUX RELAY CARD |  |  | 0 | 16407 |  | 0 |  | 2025-10-13 | 24610.5 | 21329.1 | 21329.1 | 19688.4 | 18868.05 | 18047.7
Addressable |  | 4100-5013 | 8 POINT ZONE/RELAY MODULE |  |  | 0 | 22881 |  | 0 |  | 2025-10-13 | 34321.5 | 29745.3 | 29745.3 | 27457.2 | 26313.15 | 25169.1
Addressable |  | 4100-5015 | ZONE MODULE, 8 IDC, CLASS A |  |  | 0 | 39130 |  | 0 |  | 2025-10-13 | 58695 | 50869 | 50869 | 46956 | 44999.5 | 43043
Addressable |  | 4100-5115 | XPS EXPANSION MODULE 3 NACS |  |  | 0 | 15696 |  | 0 |  | 2025-10-13 | 23544 | 20404.8 | 20404.8 | 18835.2 | 18050.4 | 17265.6
Addressable |  | 4100-5116 | EXPANSION AUDIO SIGNAL CARD |  |  | 0 | 20763 |  | 0 |  | 2025-10-13 | 31144.5 | 26991.9 | 26991.9 | 24915.6 | 23877.45 | 22839.3
Addressable |  | 4100-5129 | FERRITE BEAD KIT |  |  | 0 | 693 |  | 0 |  | 2025-10-13 | 1039.5 | 900.9 | 900.9 | 831.6 | 796.95 | 762.3
Addressable |  | 4100-5130 | 24VDC VOLTAGE REGULATOR |  |  | 0 | 41153 |  | 0 |  | 2025-10-13 | 61729.5 | 53498.9 | 53498.9 | 49383.6 | 47325.95 | 45268.3
Addressable |  | 4100-5131 | ES-PS FAN MODULE |  |  | 0 | 8041 |  | 0 |  | 2025-10-13 | 12061.5 | 10453.3 | 10453.3 | 9649.2 | 9247.15 | 8845.1
Addressable |  | 4100-5152 | POWER MODULE 2A 12 VOLTS |  |  | 0 | 29907 |  | 0 |  | 2025-10-13 | 44860.5 | 38879.1 | 38879.1 | 35888.4 | 34393.05 | 32897.7
Addressable |  | 4100-5401 | ES-PS POWER SUPPLY |  |  | 0 | 55952 |  | 0 |  | 2025-10-13 | 83928 | 72737.6 | 72737.6 | 67142.4 | 64344.8 | 61547.2
Addressable |  | 4100-5402 | ES-XPS POWER SUPPLY |  |  | 0 | 50358 |  | 0 |  | 2025-10-13 | 75537 | 65465.4 | 65465.4 | 60429.6 | 57911.7 | 55393.8
Addressable |  | 4100-5403 | HARNESS FOR ES-PS BACKUP PS |  |  | 0 | 1896 |  | 0 |  | 2025-10-13 | 2844 | 2464.8 | 2464.8 | 2275.2 | 2180.4 | 2085.6
Addressable |  | 4100-5450 | NAC CARD |  |  | 0 | 13338 |  | 0 |  | 2025-10-13 | 20007 | 17339.4 | 17339.4 | 16005.6 | 15338.7 | 14671.8
Addressable |  | 4100-5451 | IDNAC CARD |  |  | 0 | 32691 |  | 0 |  | 2025-10-13 | 49036.5 | 42498.3 | 42498.3 | 39229.2 | 37594.65 | 35960.1
Addressable |  | 4090-9802 | COVER ZAM 4" SURFACE |  |  | 0 | 1778 |  | 0 |  | 2025-10-13 | 2667 | 2311.4 | 2311.4 | 2133.6 | 2044.7 | 1955.8
Addressable |  | 4090-9806 | COVER IAM SG FLUSH |  |  | 0 | 1336 |  | 0 |  | 2025-10-13 | 2004 | 1736.8 | 1736.8 | 1603.2 | 1536.4 | 1469.6
Addressable |  | 4090-9807 | COVER IAM SG SURFACE |  |  | 0 | 1146 |  | 0 |  | 2025-10-13 | 1719 | 1489.8 | 1489.8 | 1375.2 | 1317.9 | 1260.6
Addressable |  | 4090-9810 | BRACKET IAM |  |  | 0 | 964 |  | 0 |  | 2025-10-13 | 1446 | 1253.2 | 1253.2 | 1156.8 | 1108.6 | 1060.4
Addressable |  | 4090-9811 | BRACKET 5 IAM MTG BRACKET |  |  | 0 | 3418 |  | 0 |  | 2025-10-13 | 5127 | 4443.4 | 4443.4 | 4101.6 | 3930.7 | 3759.8
Addressable |  | 4090-9812 | IDNET RELEASE PERIPH LED |  |  | 0 | 1126 |  | 0 |  | 2025-10-13 | 1689 | 1463.8 | 1463.8 | 1351.2 | 1294.9 | 1238.6
Addressable |  | 4090-9813 | 4 11/16" BOX ADAPTER PLATE |  |  | 0 | 1393 |  | 0 |  | 2025-10-13 | 2089.5 | 1810.9 | 1810.9 | 1671.6 | 1601.95 | 1532.3
Addressable |  | 4903-9253 | A/V 24VDC 30CD RED HORIZ F/S |  |  | 0 | 12235 |  | 0 |  | 2025-10-13 | 18352.5 | 15905.5 | 15905.5 | 14682 | 14070.25 | 13458.5
Addressable |  | 4903-9426 | A/V 75CD RED STD NON-ADDRESSABLE |  |  | 0 | 8538 |  | 0 |  | 2025-10-13 | 12807 | 11099.4 | 11099.4 | 10245.6 | 9818.7 | 9391.8
Addressable |  | 4903-9427 | A/V 110CD RED STD NON-ADDRESSABLE |  |  | 0 | 8543 |  | 0 |  | 2025-10-13 | 12814.5 | 11105.9 | 11105.9 | 10251.6 | 9824.45 | 9397.3
Addressable |  | 4903-9432 | A/V 75CD WHITE STD NON-ADDRESSABLE |  |  | 0 | 9986 |  | 0 |  | 2025-10-13 | 14979 | 12981.8 | 12981.8 | 11983.2 | 11483.9 | 10984.6
Addressable |  | 4903-9433 | A/V 110CD WHITE STD NON-ADDRESSABLE |  |  | 0 | 9994 |  | 0 |  | 2025-10-13 | 14991 | 12992.2 | 12992.2 | 11992.8 | 11493.1 | 10993.4
Addressable |  | 4906-9255 | MC ADDRESS SV CEILING WHT BLAN |  |  | 0 | 7952 |  | 0 |  | 2025-10-13 | 11928 | 10337.6 | 10337.6 | 9542.4 | 9144.8 | 8747.2
Addressable |  | 4906-9256 | MC ADDRESS SV CEILING WHT ALER |  |  | 0 | 7952 |  | 0 |  | 2025-10-13 | 11928 | 10337.6 | 10337.6 | 9542.4 | 9144.8 | 8747.2
Addressable |  | 4906-9258 | SV TA MC CEILING WHITE CHINESE |  |  | 0 | 9100 |  | 0 |  | 2025-10-13 | 13650 | 11830 | 11830 | 10920 | 10465 | 10010
Addressable |  | 4906-9131 | WP MC AV NON-ADDR WALL MT RED |  |  | 0 | 7043 |  | 0 |  | 2025-10-13 | 10564.5 | 9155.9 | 9155.9 | 8451.6 | 8099.45 | 7747.3
Addressable |  | 49AV-WRFO | AV, WALL RED FIRE WP USA |  |  | 0 | 8772 |  | 0 |  | 2025-10-13 | 13158 | 11403.6 | 11403.6 | 10526.4 | 10087.8 | 9649.2
Addressable |  | 49AV-WRFO-BA | AV, WALL RED FIRE WP USA |  |  | 0 | 11948 |  | 0 |  | 2025-10-13 | 17922 | 15532.4 | 15532.4 | 14337.6 | 13740.2 | 13142.8
Addressable |  | 49WPBB-AVVOWR | WP BACK BOX AV OR VO WALL RED |  |  | 0 | 1847 |  | 0 |  | 2025-10-13 | 2770.5 | 2401.1 | 2401.1 | 2216.4 | 2124.05 | 2031.7
Addressable |  | 4100-7164 | 4100U TSD UPGRD W/ES MCNTRLR |  |  | 0 | 190041 |  | 0 |  | 2025-10-13 | 285061.5 | 247053.3 | 247053.3 | 228049.2 | 218547.15 | 209045.1
Addressable |  | 4100-7165 | 4100ES 4010ES TSD UPGRADE |  |  | 0 | 111433 |  | 0 |  | 2025-10-13 | 167149.5 | 144862.9 | 144862.9 | 133719.6 | 128147.95 | 122576.3
Addressable |  | 4100-7401 | 24 POINT I/O INTERFACE MODULE |  |  | 0 | 35201 |  | 0 |  | 2025-10-13 | 52801.5 | 45761.3 | 45761.3 | 42241.2 | 40481.15 | 38721.1
Addressable |  | 4100-7402 | 64/64 LED/SW CONTROLLER MODULE |  |  | 0 | 46660 |  | 0 |  | 2025-10-13 | 69990 | 60658 | 60658 | 55992 | 53659 | 51326
Addressable |  | 4100-7403 | 32 POINT LED DRIVER MODULE |  |  | 0 | 18792 |  | 0 |  | 2025-10-13 | 28188 | 24429.6 | 24429.6 | 22550.4 | 21610.8 | 20671.2
Addressable |  | 4100-7404 | 32 POINT SWITCH INPUT MODULE |  |  | 0 | 20409 |  | 0 |  | 2025-10-13 | 30613.5 | 26531.7 | 26531.7 | 24490.8 | 23470.35 | 22449.9
Addressable |  | 4100-3110 | IDNET2+2 250 POINT 4 LOOP MOD |  |  | 0 | 29133 |  | 0 |  | 2025-10-13 | 43699.5 | 37872.9 | 37872.9 | 34959.6 | 33502.95 | 32046.3
Addressable |  | 4100-3111 | LOOP ISOLATOR FOR IDNET2 |  |  | 0 | 8884 |  | 0 |  | 2025-10-13 | 13326 | 11549.2 | 11549.2 | 10660.8 | 10216.6 | 9772.4
|  | 4090-9801 | COVER ZAM 4" FLUSH |  |  | 0 | 1688 |  | 0 |  | 2025-10-13 | 2532 | 2194.4 | 2194.4 | 2025.6 | 1941.2 | 1856.8
|  | 4090-9122 | IDNET ISOLATOR2 |  |  | 0 | 6309 |  | 0 |  | 2025-10-13 | 9463.5 | 8201.7 | 8201.7 | 7570.8 | 7255.35 | 6939.9
|  | 4090-9119 | RLY IDNET 2 IAM WITH FEEDBACK |  |  | 0 | 3386 |  | 0 |  | 2025-10-13 | 5079 | 4401.8 | 4401.8 | 4063.2 | 3893.9 | 3724.6
|  | 4090-9117 | ADDR IDNET 2 POWER ISOLATOR |  |  | 0 | 6626 |  | 0 |  | 2025-10-13 | 9939 | 8613.8 | 8613.8 | 7951.2 | 7619.9 | 7288.6
|  | 4090-9107 | FIBER TRANS CLASS A IDNET |  |  | 0 | 40124 |  | 0 |  | 2025-10-13 | 60186 | 52161.2 | 52161.2 | 48148.8 | 46142.6 | 44136.4
|  | 4090-9105 | FIBER TRANS CLASS B IDNET |  |  | 0 | 26265 |  | 0 |  | 2025-10-13 | 39397.5 | 34144.5 | 34144.5 | 31518 | 30204.75 | 28891.5
|  | 4090-9051 | IDNET E-SERIES SUPERVISED IAM |  |  | 0 | 3418 |  | 0 |  | 2025-10-13 | 5127 | 4443.4 | 4443.4 | 4101.6 | 3930.7 | 3759.8
|  | 4090-9010 | 8 AMP RELAY IAM MODULE |  |  | 0 | 6437 |  | 0 |  | 2025-10-13 | 9655.5 | 8368.1 | 8368.1 | 7724.4 | 7402.55 | 7080.7
|  | 4090-9008 | DUAL RELAY IAM, IDNET |  |  | 0 | 7446 |  | 0 |  | 2025-10-13 | 11169 | 9679.8 | 9679.8 | 8935.2 | 8562.9 | 8190.6
|  | 4090-9006 | SUP RELEASE PERIPH & ENCLOSURE |  |  | 0 | 27961 |  | 0 |  | 2025-10-13 | 41941.5 | 36349.3 | 36349.3 | 33553.2 | 32155.15 | 30757.1
|  | 4098-VEU-A10 | SIMPLEX IDNET VESDA-E VEU W3. |  |  | 0 | 1055558 |  | 0 |  | 2025-10-13 | 1583337 | 1372225.4 | 1372225.4 | 1266669.6 | 1213891.7 | 1161113.8
|  | 4098-XAD-100 | SNGL ZN SAMPLING W/ SENSOR |  |  | 0 | 193866 |  | 0 |  | 2025-10-13 | 290799 | 252025.8 | 252025.8 | 232639.2 | 222945.9 | 213252.6
|  | 4098-XAD-110 | SNGL ZN SAMPLING W/ KIT & SENSOR |  |  | 0 | 131941 |  | 0 |  | 2025-10-13 | 197911.5 | 171523.3 | 171523.3 | 158329.2 | 151732.15 | 145135.1
|  | 4098-XAD-200 | DUAL ZN SAMPL UNIT W/ SENSOR |  |  | 0 | 148954 |  | 0 |  | 2025-10-13 | 223431 | 193640.2 | 193640.2 | 178744.8 | 171297.1 | 163849.4
|  | 4098-XAD-210 | DUAL ZN SAMPL UNIT W/ KIT & SENSOR |  |  | 0 | 218611 |  | 0 |  | 2025-10-13 | 327916.5 | 284194.3 | 284194.3 | 262333.2 | 251402.65 | 240472.1
|  | 4098-5612 | CONV HT FIX 200F DET 723H |  |  | 0 | 3021 |  | 0 |  | 2025-10-13 | 4531.5 | 3927.3 | 3927.3 | 3625.2 | 3474.15 | 3323.1
|  | 4099-5201 | PULL STATION SINGLE ACTION |  |  | 0 | 8713 |  | 0 |  | 2025-10-13 | 13069.5 | 11326.9 | 11326.9 | 10455.6 | 10019.95 | 9584.3
|  | 4099-5202 | DOUBLE ACTION PULL STATION |  |  | 0 | 9668 |  | 0 |  | 2025-10-13 | 14502 | 12568.4 | 12568.4 | 11601.6 | 11118.2 | 10634.8
|  | 4099-5203 | INDOOR CALL POINT WITH LED |  |  | 0 | 5387 |  | 0 |  | 2025-10-13 | 8080.5 | 7003.1 | 7003.1 | 6464.4 | 6195.05 | 5925.7
|  | 4099-5204 | OUTDOOR CALLPOINT WITH LED |  |  | 0 | 17965 |  | 0 |  | 2025-10-13 | 26947.5 | 23354.5 | 23354.5 | 21558 | 20659.75 | 19761.5
|  | 4099-5208 | INDOOR UL CP W/ ISOLATOR MX |  |  | 0 | 6572 |  | 0 |  | 2025-10-13 | 9858 | 8543.6 | 8543.6 | 7886.4 | 7557.8 | 7229.2
|  | 4099-5209 | OUTDOOR UL CP W/ ISOLATOR MX |  |  | 0 | 18552 |  | 0 |  | 2025-10-13 | 27828 | 24117.6 | 24117.6 | 22262.4 | 21334.8 | 20407.2
|  | 4099-5214 | MX PULL STATION SINGLE ACTION |  |  | 0 | 5047 |  | 0 |  | 2025-10-13 | 7570.5 | 6561.1 | 6561.1 | 6056.4 | 5804.05 | 5551.7
|  | 4099-5215 | MX PULL STATION DOUBLE ACTION |  |  | 0 | 5658 |  | 0 |  | 2025-10-13 | 8487 | 7355.4 | 7355.4 | 6789.6 | 6506.7 | 6223.8
|  | 4099-5216 | MX PULL STATION DOUBLE ACTION PUSH/PULL |  |  | 0 | 5812 |  | 0 |  | 2025-10-13 | 8718 | 7555.6 | 7555.6 | 6974.4 | 6683.8 | 6393.2
|  | 4098-9791E | SSD SENSOR BASE WITH RELAY DRIVER |  |  | 0 | 3161 |  | 0 |  | 2025-10-13 | 4741.5 | 4109.3 | 4109.3 | 3793.2 | 3635.15 | 3477.1
|  | 4098-9793E | SSD SENSOR BASE WITH ISOLATOR |  |  | 0 | 5013 |  | 0 |  | 2025-10-13 | 7519.5 | 6516.9 | 6516.9 | 6015.6 | 5764.95 | 5514.3
|  | 4098-9793EA | ISOLATOR BASE AUSTRALIA |  |  | 0 | 4820 |  | 0 |  | 2025-10-13 | 7230 | 6266 | 6266 | 5784 | 5543 | 5302
|  | 4098-9794E | SSD SOUNDER BASE HUMID ENV |  |  | 0 | 4032 |  | 0 |  | 2025-10-13 | 6048 | 5241.6 | 5241.6 | 4838.4 | 4636.8 | 4435.2
|  | 4098-9794EA | SSD SOUNDER BASE FOR AUSTRALIA |  |  | 0 | 3742 |  | 0 |  | 2025-10-13 | 5613 | 4864.6 | 4864.6 | 4490.4 | 4303.3 | 4116.2
|  | 4098-9799 | 6" ADPT FOR 5" BASE - 4" SQ |  |  | 0 | 721 |  | 0 |  | 2025-10-13 | 1081.5 | 937.3 | 937.3 | 865.2 | 829.15 | 793.1
|  | 4098-9819 | TRUE ALAR ROUND DUCT ADAPTOR 6 |  |  | 0 | 8426 |  | 0 |  | 2025-10-13 | 12639 | 10953.8 | 10953.8 | 10111.2 | 9689.9 | 9268.6
|  | 4098-9821 | TRIM PLATE FOR TRUEALARM |  |  | 0 | 1629 |  | 0 |  | 2025-10-13 | 2443.5 | 2117.7 | 2117.7 | 1954.8 | 1873.35 | 1791.9
|  | 4098-9822 | TRUE ALARM RELAY MODULE |  |  | 0 | 3178 |  | 0 |  | 2025-10-13 | 4767 | 4131.4 | 4131.4 | 3813.6 | 3654.7 | 3495.8
|  | 4098-9823 | TAMPERPROOF HEX KEY WITH CENTER P |  |  | 0 | 1452 |  | 0 |  | 2025-10-13 | 2178 | 1887.6 | 1887.6 | 1742.4 | 1669.8 | 1597.2
|  | 4098-9824 | TUREALARM ROUND DUCT ADAPTOR 8 |  |  | 0 | 6086 |  | 0 |  | 2025-10-13 | 9129 | 7911.8 | 7911.8 | 7303.2 | 6998.9 | 6694.6
|  | 4098-9830 | SSD REMOTE LED |  |  | 0 | 1300 |  | 0 |  | 2025-10-13 | 1950 | 1690 | 1690 | 1560 | 1495 | 1430
|  | 4098-9832 | SSD ADAPTER PLATE |  |  | 0 | 709 |  | 0 |  | 2025-10-13 | 1063.5 | 921.7 | 921.7 | 850.8 | 815.35 | 779.9
|  | 4098-9834 | SSD REM TEST STA RED LED KEY |  |  | 0 | 2304 |  | 0 |  | 2025-10-13 | 3456 | 2995.2 | 2995.2 | 2764.8 | 2649.6 | 2534.4
|  | 4098-9835 | SSD REM TEST STA R/G LED KEY |  |  | 0 | 2948 |  | 0 |  | 2025-10-13 | 4422 | 3832.4 | 3832.4 | 3537.6 | 3390.2 | 3242.8
|  | 4098-9841 | REMOTE RELAY |  |  | 0 | 3626 |  | 0 |  | 2025-10-13 | 5439 | 4713.8 | 4713.8 | 4351.2 | 4169.9 | 3988.6
|  | 4098-9842 | DUCT CONTROL STATION |  |  | 0 | 9329 |  | 0 |  | 2025-10-13 | 13993.5 | 12127.7 | 12127.7 | 11194.8 | 10728.35 | 10261.9
|  | 4098-9843 | RELAY FORM C SPDT PAM-SD |  |  | 0 | 2403 |  | 0 |  | 2025-10-13 | 3604.5 | 3123.9 | 3123.9 | 2883.6 | 2763.45 | 2643.3
|  | 4098-9845 | DUCT WEATHERPROOF ENCLOSURE |  |  | 0 | 45190 |  | 0 |  | 2025-10-13 | 67785 | 58747 | 58747 | 54228 | 51968.5 | 49709
|  | 4098-9846 | SECURITY VANDAL GUARD |  |  | 0 | 18362 |  | 0 |  | 2025-10-13 | 27543 | 23870.6 | 23870.6 | 22034.4 | 21116.3 | 20198.2
|  | 4098-9847 | EXTENSION BOX FOR 4098-9846 |  |  | 0 | 6501 |  | 0 |  | 2025-10-13 | 9751.5 | 8451.3 | 8451.3 | 7801.2 | 7476.15 | 7151.1
|  | 4098-9852 | 10" IN-DUCT ADAPTER |  |  | 0 | 6551 |  | 0 |  | 2025-10-13 | 9826.5 | 8516.3 | 8516.3 | 7861.2 | 7533.65 | 7206.1
|  | 4098-9853 | 12" IN-DUCT ADAPTER |  |  | 0 | 6551 |  | 0 |  | 2025-10-13 | 9826.5 | 8516.3 | 8516.3 | 7861.2 | 7533.65 | 7206.1
|  | 4098-9854 | SAMPLING TUBE 13" PVC PLASTIC |  |  | 0 | 555 |  | 0 |  | 2025-10-13 | 832.5 | 721.5 | 721.5 | 666 | 638.25 | 610.5
|  | 4098-9856 | SAMPLING TUBE 49", PLASTIC |  |  | 0 | 1450 |  | 0 |  | 2025-10-13 | 2175 | 1885 | 1885 | 1740 | 1667.5 | 1595
|  | 4098-9857 | SAMPLING TUBE 73", PLASTIC |  |  | 0 | 2005 |  | 0 |  | 2025-10-13 | 3007.5 | 2606.5 | 2606.5 | 2406 | 2305.75 | 2205.5
|  | 4098-9858 | SAMPLING TUBE 97" |  |  | 0 | 2752 |  | 0 |  | 2025-10-13 | 4128 | 3577.6 | 3577.6 | 3302.4 | 3164.8 | 3027.2
|  | 4098-9860 | 2-WIRE RELAY FOR 4098-9780 |  |  | 0 | 6747 |  | 0 |  | 2025-10-13 | 10120.5 | 8771.1 | 8771.1 | 8096.4 | 7759.05 | 7421.7
|  | 4098-VEP-A00-1P | SIMPLEX IDNET VESDA-E VEP 1-PI |  |  | 0 | 515941 |  | 0 |  | 2025-10-13 | 773911.5 | 670723.3 | 670723.3 | 619129.2 | 593332.15 | 567535.1
|  | 4098-VEP-A00-P | SIMPLEX IDNET VESDA-E VEP W LE |  |  | 0 | 669986 |  | 0 |  | 2025-10-13 | 1004979 | 870981.8 | 870981.8 | 803983.2 | 770483.9 | 736984.6
|  | 4098-VEP-A10-P | SIMPLEX IDNET VESDA-E VEP W 3 |  |  | 0 | 798583 |  | 0 |  | 2025-10-13 | 1197874.5 | 1038157.9 | 1038157.9 | 958299.6 | 918370.45 | 878441.3
|  | 4098-VES-A00-P | SIMPLEX IDNET VESDA-E VES W LE |  |  | 0 | 1195290 |  | 0 |  | 2025-10-13 | 1792935 | 1553877 | 1553877 | 1434348 | 1374583.5 | 1314819
|  | 4098-VES-A10-P | SIMPLEX IDNET VESDA-E VES W 3. |  |  | 0 | 1285436 |  | 0 |  | 2025-10-13 | 1928154 | 1671066.8 | 1671066.8 | 1542523.2 | 1478251.4 | 1413979.6
|  | 4098-VEU-A00 | SIMPLEX IDNET VESDA-E VEU W LE |  |  | 0 | 904158 |  | 0 |  | 2025-10-13 | 1356237 | 1175405.4 | 1175405.4 | 1084989.6 | 1039781.7 | 994573.8
|  | 4007-9101BA | 4007ES HYBRID FACP, RED, BA |  |  | 0 | 128323 |  | 0 |  | 2025-10-13 | 192484.5 | 166819.9 | 166819.9 | 153987.6 | 147571.45 | 141155.3
|  | 4007-9102BA | 4007ES HYBRID FACP PLATINUM BA |  |  | 0 | 128914 |  | 0 |  | 2025-10-13 | 193371 | 167588.2 | 167588.2 | 154696.8 | 148251.1 | 141805.4
|  | 4007-9201BA | 4007ES FACP, IDNAC, RED, BA |  |  | 0 | 120874 |  | 0 |  | 2025-10-13 | 181311 | 157136.2 | 157136.2 | 145048.8 | 139005.1 | 132961.4
|  | 4007-9202BA | 4007ES FACP IDNAC PLATINUM BA |  |  | 0 | 121468 |  | 0 |  | 2025-10-13 | 182202 | 157908.4 | 157908.4 | 145761.6 | 139688.2 | 133614.8
|  | 4007-9301 | 4007ESMX, NAC, RED |  |  | 0 | 115165 |  | 0 |  | 2025-10-13 | 172747.5 | 149714.5 | 149714.5 | 138198 | 132439.75 | 126681.5
|  | 4007-9302 | 4007ESMX, NAC, PLATINUM |  |  | 0 | 115165 |  | 0 |  | 2025-10-13 | 172747.5 | 149714.5 | 149714.5 | 138198 | 132439.75 | 126681.5
|  | 4007-9401 | 4007ESMX, IDNAC, RED |  |  | 0 | 109800 |  | 0 |  | 2025-10-13 | 164700 | 142740 | 142740 | 131760 | 126270 | 120780
|  | 4007-9402 | 4007ESMX, IDNAC, PLATINUM |  |  | 0 | 109800 |  | 0 |  | 2025-10-13 | 164700 | 142740 | 142740 | 131760 | 126270 | 120780
|  | 4007-9801 | ZONE RELAY MODULE |  |  | 0 | 14601 |  | 0 |  | 2025-10-13 | 21901.5 | 18981.3 | 18981.3 | 17521.2 | 16791.15 | 16061.1
|  | 4007-9802 | 25V REGULATOR MODULE |  |  | 0 | 40795 |  | 0 |  | 2025-10-13 | 61192.5 | 53033.5 | 53033.5 | 48954 | 46914.25 | 44874.5
|  | 4007-9803 | IDNET + LOOP EXPANSION MODULE |  |  | 0 | 8884 |  | 0 |  | 2025-10-13 | 13326 | 11549.2 | 11549.2 | 10660.8 | 10216.6 | 9772.4
|  | 4007-9804 | DUAL CLASS A ISOLATOR IDNAC |  |  | 0 | 15735 |  | 0 |  | 2025-10-13 | 23602.5 | 20455.5 | 20455.5 | 18882 | 18095.25 | 17308.5
|  | 4007-9805 | LED MODULE FOR 4007 DOOR PNL |  |  | 0 | 15678 |  | 0 |  | 2025-10-13 | 23517 | 20381.4 | 20381.4 | 18813.6 | 18029.7 | 17245.8
|  | 4007-9806 | SDACT MODULE |  |  | 0 | 19075 |  | 0 |  | 2025-10-13 | 28612.5 | 24797.5 | 24797.5 | 22890 | 21936.25 | 20982.5
|  | 4007-9809 | ALM/SUPV/TBL RELAY MODULE |  |  | 0 | 9959 |  | 0 |  | 2025-10-13 | 14938.5 | 12946.7 | 12946.7 | 11950.8 | 11452.85 | 10954.9
|  | 4007-9817 | ESNET NETWORK INTERFACE CARD FLAT |  |  | 0 | 69923 |  | 0 |  | 2025-10-13 | 104884.5 | 90899.9 | 90899.9 | 83907.6 | 80411.45 | 76915.3
|  | 4007-9820 | 4007 LED MODULE |  |  | 0 | 12370 |  | 0 |  | 2025-10-13 | 18555 | 16081 | 16081 | 14844 | 14225.5 | 13607
|  | 4007-9821 | 4007 LED SW MODULE |  |  | 0 | 14102 |  | 0 |  | 2025-10-13 | 21153 | 18332.6 | 18332.6 | 16922.4 | 16217.3 | 15512.2
|  | 4007-9830 | SUP RELEASE APPLIQUE KIT |  |  | 0 | 1188 |  | 0 |  | 2025-10-13 | 1782 | 1544.4 | 1544.4 | 1425.6 | 1366.2 | 1306.8
|  | 4010-9501 | 4010ES FACP 240V RED |  |  | 0 | 204183 |  | 0 |  | 2025-10-13 | 306274.5 | 265437.9 | 265437.9 | 245019.6 | 234810.45 | 224601.3
|  | 4010-9502 | 4010ES FACP 240V PLATINUM |  |  | 0 | 204183 |  | 0 |  | 2025-10-13 | 306274.5 | 265437.9 | 265437.9 | 245019.6 | 234810.45 | 224601.3
|  | 4010-9502BA | 4010ES FACP 240V PLATINUM |  |  | 0 | 224603 |  | 0 |  | 2025-10-13 | 336904.5 | 291983.9 | 291983.9 | 269523.6 | 258293.45 | 247063.3
|  | 4010-9503BA | 4010ES 1 MX 1 BAY RED 240V |  |  | 0 | 357571 |  | 0 |  | 2025-10-13 | 536356.5 | 464842.3 | 464842.3 | 429085.2 | 411206.65 | 393328.1
|  | 4010-9505 | 1 BAY, 2X40, 1 ESMX, 220/240V, RED |  |  | 0 | 240718 |  | 0 |  | 2025-10-13 | 361077 | 312933.4 | 312933.4 | 288861.6 | 276825.7 | 264789.8
|  | 4010-9521 | 4010ES 2 IDNET 2 BAY RED 240V |  |  | 0 | 254890 |  | 0 |  | 2025-10-13 | 382335 | 331357 | 331357 | 305868 | 293123.5 | 280379
|  | 4010-9522 | 4010ES 2 IDNET 2 BAY PLAT 240V |  |  | 0 | 254890 |  | 0 |  | 2025-10-13 | 382335 | 331357 | 331357 | 305868 | 293123.5 | 280379
|  | 4010-9523BA | 4010ES 2VMX 2 BAY RED 240V |  |  | 0 | 450573 |  | 0 |  | 2025-10-13 | 675859.5 | 585744.9 | 585744.9 | 540687.6 | 518158.95 | 495630.3
|  | 4010-9601 | 4010ES IDNAC FACP 120V RED |  |  | 0 | 209093 |  | 0 |  | 2025-10-13 | 313639.5 | 271820.9 | 271820.9 | 250911.6 | 240456.95 | 230002.3
|  | 4010-9602 | 4010ES IDNAC FACP 120V PLATINUM |  |  | 0 | 203166 |  | 0 |  | 2025-10-13 | 304749 | 264115.8 | 264115.8 | 243799.2 | 233640.9 | 223482.6
|  | 4010-9621 | 4010ES IDNAC 2 IDNET RED 120V |  |  | 0 | 244244 |  | 0 |  | 2025-10-13 | 366366 | 317517.2 | 317517.2 | 293092.8 | 280880.6 | 268668.4
|  | 4010-9633 | 4010ES TSD IDNAC 2 IDNET RED 120 |  |  | 0 | 309925 |  | 0 |  | 2025-10-13 | 464887.5 | 402902.5 | 402902.5 | 371910 | 356413.75 | 340917.5
|  | 4010-9702 | 4010ES IDNAC FACP 240V PLAT |  |  | 0 | 207948 |  | 0 |  | 2025-10-13 | 311922 | 270332.4 | 270332.4 | 249537.6 | 239140.2 | 228742.8
|  | 4010-9721 | 4010ES IDNAC 2 IDNET RED 240V |  |  | 0 | 250572 |  | 0 |  | 2025-10-13 | 375858 | 325743.6 | 325743.6 | 300686.4 | 288157.8 | 275629.2
|  | 4010-9722 | 4010ES IDNAC 2 IDNET 2 BAY 240V PLT |  |  | 0 | 254892 |  | 0 |  | 2025-10-13 | 382338 | 331359.6 | 331359.6 | 305870.4 | 293125.8 | 280381.2
|  | 4010-9731 | 4010ES TSD IDNAC 2 IDNET RED 240 |  |  | 0 | 319591 |  | 0 |  | 2025-10-13 | 479386.5 | 415468.3 | 415468.3 | 383509.2 | 367529.65 | 351550.1
|  | 4010-9810 | DACT (COMMON EVENT REPORTING) |  |  | 0 | 22212 |  | 0 |  | 2025-10-13 | 33318 | 28875.6 | 28875.6 | 26654.4 | 25543.8 | 24433.2
|  | 4010-9813 | EXPANSION POWER SUPPLY 120V |  |  | 0 | 41169 |  | 0 |  | 2025-10-13 | 61753.5 | 53519.7 | 53519.7 | 49402.8 | 47344.35 | 45285.9
|  | 4010-9816 | DACT (POINT REPORTING) |  |  | 0 | 23062 |  | 0 |  | 2025-10-13 | 34593 | 29980.6 | 29980.6 | 27674.4 | 26521.3 | 25368.2
|  | 4010-9825 | 24VDC DISTRIBUTION BLOCK |  |  | 0 | 20479 |  | 0 |  | 2025-10-13 | 30718.5 | 26622.7 | 26622.7 | 24574.8 | 23550.85 | 22526.9
|  | 4010-9829 | 2 CKT CTY MOD W/OUT DISCONNECT |  |  | 0 | 10054 |  | 0 |  | 2025-10-13 | 15081 | 13070.2 | 13070.2 | 12064.8 | 11562.1 | 11059.4
|  | 4010-9830 | SUP RELEASING APPLIQUE KIT |  |  | 0 | 1175 |  | 0 |  | 2025-10-13 | 1762.5 | 1527.5 | 1527.5 | 1410 | 1351.25 | 1292.5
|  | 4010-9857 | 4010 DOOR ASSEMBLY BEIGE |  |  | 0 | 47242 |  | 0 |  | 2025-10-13 | 70863 | 61414.6 | 61414.6 | 56690.4 | 54328.3 | 51966.2
|  | 4010-9901 | VESDA HLI INTERFACE |  |  | 0 | 76448 |  | 0 |  | 2025-10-13 | 114672 | 99382.4 | 99382.4 | 91737.6 | 87915.2 | 84092.8
|  | 4010-9911 | ALARM RELAY MODULE |  |  | 0 | 9069 |  | 0 |  | 2025-10-13 | 13603.5 | 11789.7 | 11789.7 | 10882.8 | 10429.35 | 9975.9
|  | 4010-9914 | BLDG NETWORK INTERFACE CARD |  |  | 0 | 55109 |  | 0 |  | 2025-10-13 | 82663.5 | 71641.7 | 71641.7 | 66130.8 | 63375.35 | 60619.9
|  | 4010-9915 | BACPAC ETHERNET PORTAL |  |  | 0 | 150068 |  | 0 |  | 2025-10-13 | 225102 | 195088.4 | 195088.4 | 180081.6 | 172578.2 | 165074.8
|  | 4010-9916 | 25VDC VOLTAGE REGULATOR |  |  | 0 | 41152 |  | 0 |  | 2025-10-13 | 61728 | 53497.6 | 53497.6 | 49382.4 | 47324.8 | 45267.2
|  | 4010-9917 | MX LOOP MODULE |  |  | 0 | 26343 |  | 0 |  | 2025-10-13 | 39514.5 | 34245.9 | 34245.9 | 31611.6 | 30294.45 | 28977.3
|  | 4010-9918 | DUAL RS232 MODULE |  |  | 0 | 36130 |  | 0 |  | 2025-10-13 | 54195 | 46969 | 46969 | 43356 | 41549.5 | 39743
|  | 4010-9920 | 8 ZONE IDC MODULE CLASS B |  |  | 0 | 42160 |  | 0 |  | 2025-10-13 | 63240 | 54808 | 54808 | 50592 | 48484 | 46376
|  | 4010-9921 | 8 ZONE IDC MODULE CLASS A |  |  | 0 | 47647 |  | 0 |  | 2025-10-13 | 71470.5 | 61941.1 | 61941.1 | 57176.4 | 54794.05 | 52411.7
|  | 4010-9926 | TCP/IP PHYS BRIDGE CLASS B |  |  | 0 | 85242 |  | 0 |  | 2025-10-13 | 127863 | 110814.6 | 110814.6 | 102290.4 | 98028.3 | 93766.2
|  | 4010-9927 | TCP/IP PHYS BRIDGE CLASS X |  |  | 0 | 131274 |  | 0 |  | 2025-10-13 | 196911 | 170656.2 | 170656.2 | 157528.8 | 150965.1 | 144401.4
|  | 4010-9928 | DUAL VERT BLOCK CARD MTG KIT |  |  |  | 7563 |  |  |  | 2025-10-13 | 11344.5 | 9831.9 | 9831.9 | 9075.6 | 8697.45 | 8319.3
|  | 4010-9930 | IDNAC DUAL CLASS A ISOLATOR |  |  |  | 92714 |  |  |  | 2025-10-13 | 139071 | 120528.2 | 120528.2 | 111256.8 | 106621.1 | 101985.4
|  | 4010-9934 | ES NET FLAT NIC VERT MNT BRCKT |  |  |  | 4595 |  |  |  | 2025-10-13 | 6892.5 | 5973.5 | 5973.5 | 5514 | 5284.25 | 5054.5
|  | 4010-9935 | 8 POINT ZONE/RELAY MODULE |  |  |  | 42160 |  |  |  | 2025-10-13 | 63240 | 54808 | 54808 | 50592 | 48484 | 46376
|  | 2098-9484 | HEAT DETECTOR VERT N/O 302-135 |  |  |  | 4760 |  |  |  | 2025-10-13 | 7140 | 6188 | 6188 | 5712 | 5474 | 5236
|  | 2098-9486 | HEAT DETECTOR VERT N/O 302-AW-135 |  |  |  | 4854 |  |  |  | 2025-10-13 | 7281 | 6310.2 | 6310.2 | 5824.8 | 5582.1 | 5339.4
|  | 2098-9487 | HEAT DETECTOR VERT N/O 302-AW-194 |  |  |  | 4854 |  |  |  | 2025-10-13 | 7281 | 6310.2 | 6310.2 | 5824.8 | 5582.1 | 5339.4
|  | 2098-9488 | HEAT DETECTOR VERT N/O 302-EPM-135 |  |  |  | 9431 |  |  |  | 2025-10-13 | 14146.5 | 12260.3 | 12260.3 | 11317.2 | 10845.65 | 10374.1
|  | 2098-9489 | HEAT DETECTOR VERT N/O 302-EPM-194 |  |  |  | 9431 |  |  |  | 2025-10-13 | 14146.5 | 12260.3 | 12260.3 | 11317.2 | 10845.65 | 10374.1
|  | 2098-9490 | HEAT DETECTOR VERT N/O 302-ET-135 |  |  |  | 4854 |  |  |  | 2025-10-13 | 7281 | 6310.2 | 6310.2 | 5824.8 | 5582.1 | 5339.4
|  | 2098-9491 | HEAT DETECTOR VERT N/O 302-ET-194 |  |  |  | 4854 |  |  |  | 2025-10-13 | 7281 | 6310.2 | 6310.2 | 5824.8 | 5582.1 | 5339.4
|  | 2098-9494 | HEAT DETECTOR ADAPTOR AP-P |  |  |  | 808 |  |  |  | 2025-10-13 | 1212 | 1050.4 | 1050.4 | 969.6 | 929.2 | 888.8
|  | 2098-9715 | SMOKE DETECTOR WIRE GUARD |  |  |  | 10707 |  |  |  | 2025-10-13 | 16060.5 | 13919.1 | 13919.1 | 12848.4 | 12313.05 | 11777.7
|  | 2098-9716 | HEAT DETECTOR WIRE GUARD |  |  |  | 28930 |  |  |  | 2025-10-13 | 43395 | 37609 | 37609 | 34716 | 33269.5 | 31823
|  | 2098-9734 | 120V DETECTOR POWER PACK |  |  |  | 12172 |  |  |  | 2025-10-13 | 18258 | 15823.6 | 15823.6 | 14606.4 | 13997.8 | 13389.2
|  | 2098-9735 | DET/EOL RELAY 24VDC |  |  |  | 2647 |  |  |  | 2025-10-13 | 3970.5 | 3441.1 | 3441.1 | 3176.4 | 3044.05 | 2911.7
|  | 2098-9736 | DET/EOL RELAY 120VAC |  |  |  | 4223 |  |  |  | 2025-10-13 | 6334.5 | 5489.9 | 5489.9 | 5067.6 | 4856.45 | 4645.3
|  | 2098-9737 | DET/ACC RELAY DPDT 3A FOR 9536 |  |  |  | 6741 |  |  |  | 2025-10-13 | 10111.5 | 8763.3 | 8763.3 | 8089.2 | 7752.15 | 7415.1
|  | 2098-9739 | DET/ACC EOL 24VDC |  |  |  | 2733 |  |  |  | 2025-10-13 | 4099.5 | 3552.9 | 3552.9 | 3279.6 | 3142.95 | 3006.3
|  | 2098-9806 | REMOTE TEST STA RED LED KEY SW |  |  |  | 2028 |  |  |  | 2025-10-13 | 3042 | 2636.4 | 2636.4 | 2433.6 | 2332.2 | 2230.8
|  | 2098-9808 | REMOTE ALARM INDICATOR |  |  |  | 877 |  |  |  | 2025-10-13 | 1315.5 | 1140.1 | 1140.1 | 1052.4 | 1008.55 | 964.7
|  | 4902-9210 | CHIME WALL MOUNT RED |  |  |  | 6445 |  |  |  | 2025-10-13 | 9667.5 | 8378.5 | 8378.5 | 7734 | 7411.75 | 7089.5
|  | 4902-9211 | CHIME WALL MOUNT WHITE |  |  |  | 4105 |  |  |  | 2025-10-13 | 6157.5 | 5336.5 | 5336.5 | 4926 | 4720.75 | 4515.5
|  | 4902-9717 | SPEAKER 25V/70VRMS WHT CEIL TRUEA |  |  |  | 3299 |  |  |  | 2025-10-13 | 4948.5 | 4288.7 | 4288.7 | 3958.8 | 3793.85 | 3628.9
|  | 4902-9722 | SPKR 25/70VRMS RED CEIL BLANK |  |  |  | 3807 |  |  |  | 2025-10-13 | 5710.5 | 4949.1 | 4949.1 | 4568.4 | 4378.05 | 4187.7
|  | 4606-9102BA | REMOTE LCD ANNUN FOR 4010ES |  |  |  | 37926 |  |  |  | 2025-10-13 | 56889 | 49303.8 | 49303.8 | 45511.2 | 43614.9 | 41718.6
|  | 4606-9205 | 4007ES COLOR LCD ANNUN, PLAT |  |  |  | 53598 |  |  |  | 2025-10-13 | 80397 | 69677.4 | 69677.4 | 64317.6 | 61637.7 | 58957.8
|  | 4603-9101BA | LCD ANNUNCIATOR BA |  |  |  | 38808 |  |  |  | 2025-10-13 | 58212 | 50450.4 | 50450.4 | 46569.6 | 44629.2 | 42688.8
|  | 4098-9714 | ID NET PHOTO SENSOR AUSTRALIA |  |  |  | 3036 |  |  |  | 2025-10-13 | 4554 | 3946.8 | 3946.8 | 3643.2 | 3491.4 | 3339.6
|  | 4098-9733EA | HEAT SENSOR AUSTRALIA |  |  |  | 1799 |  |  |  | 2025-10-13 | 2698.5 | 2338.7 | 2338.7 | 2158.8 | 2068.85 | 1978.9
|  | 4098-9734 | HIGH TEMP HEAT SENSOR |  |  |  | 1678 |  |  |  | 2025-10-13 | 2517 | 2181.4 | 2181.4 | 2013.6 | 1929.7 | 1845.8
|  | 4098-9747 | CO CARTRIDGE EXTENDED LIFE |  |  |  | 10675 |  |  |  | 2025-10-13 | 16012.5 | 13877.5 | 13877.5 | 12810 | 12276.25 | 11742.5
|  | 4098-9750 | SSD IN-DUCT SENSOR HOUS WITH REL |  |  |  | 14515 |  |  |  | 2025-10-13 | 21772.5 | 18869.5 | 18869.5 | 17418 | 16692.25 | 15966.5
|  | 4098-9750C | IN-DUCT SENSOR NO RELAY CANADI |  |  |  | 12148 |  |  |  | 2025-10-13 | 18222 | 15792.4 | 15792.4 | 14577.6 | 13970.2 | 13362.8
|  | 4098-9751 | SSD IN-DUCT SENSOR HOUS WITH REL |  |  |  | 14767 |  |  |  | 2025-10-13 | 22150.5 | 19197.1 | 19197.1 | 17720.4 | 16982.05 | 16243.7
|  | 4098-9755 | DUCT SENSOR HOUSING |  |  |  | 12262 |  |  |  | 2025-10-13 | 18393 | 15940.6 | 15940.6 | 14714.4 | 14101.3 | 13488.2
|  | 4098-9755EA | DUCT SENSOR HOUSING, EA |  |  |  | 11765 |  |  |  | 2025-10-13 | 17647.5 | 15294.5 | 15294.5 | 14118 | 13529.75 | 12941.5
|  | 4098-9756 | DUCT SENSOR HOUSING 4-WIRE |  |  |  | 14360 |  |  |  | 2025-10-13 | 21540 | 18668 | 18668 | 17232 | 16514 | 15796
|  | 4098-9764BA | PHOTO SENSOR WITH HEAT, BA |  |  |  | 11721 |  |  |  | 2025-10-13 | 17581.5 | 15237.3 | 15237.3 | 14065.2 | 13479.15 | 12893.1
|  | 4098-9764BK | PHOTO SENSOR WITH HEAT, BK |  |  |  | 3004 |  |  |  | 2025-10-13 | 4506 | 3905.2 | 3905.2 | 3604.8 | 3454.6 | 3304.4
|  | 4098-9767 | IDNET ISOLATOR2 BASE |  |  |  | 6309 |  |  |  | 2025-10-13 | 9463.5 | 8201.7 | 8201.7 | 7570.8 | 7255.35 | 6939.9
|  | 4098-9771 | CO SOUNDER BASE EXTENDED LIFE |  |  |  | 16120 |  |  |  | 2025-10-13 | 24180 | 20956 | 20956 | 19344 | 18538 | 17732
|  | 4098-9772 | 520HZ SOUNDER BASE |  |  |  | 6122 |  |  |  | 2025-10-13 | 9183 | 7958.6 | 7958.6 | 7346.4 | 7040.3 | 6734.2
|  | 4098-9773 | 520HZ SOUNDER BASE WITH CO |  |  |  | 14360 |  |  |  | 2025-10-13 | 21540 | 18668 | 18668 | 17232 | 16514 | 15796
|  | 4098-9774 | SSD PHOTO SENSOR BLACK |  |  |  | 1792 |  |  |  | 2025-10-13 | 2688 | 2329.6 | 2329.6 | 2150.4 | 2060.8 | 1971.2
|  | 4098-9775 | SSD SENSOR BASE W/ LED BLACK |  |  |  | 2226 |  |  |  | 2025-10-13 | 3339 | 2893.8 | 2893.8 | 2671.2 | 2559.9 | 2448.6
|  | 4098-9776 | SSD SENSOR BASE BLACK |  |  |  | 2095 |  |  |  | 2025-10-13 | 3142.5 | 2723.5 | 2723.5 | 2514 | 2409.25 | 2304.5
|  | 4098-9777 | SENSOR BASE W/ ISOLATOR BLACK |  |  |  | 4848 |  |  |  | 2025-10-13 | 7272 | 6302.4 | 6302.4 | 5817.6 | 5575.2 | 5332.8
|  | 4098-9778 | SSD HEAT SENSOR BLACK |  |  |  | 3412 |  |  |  | 2025-10-13 | 5118 | 4435.6 | 4435.6 | 4094.4 | 3923.8 | 3753.2
|  | 4098-9780 | 2 WIRE RELAY SENSOR BASE |  |  |  | 3184 |  |  |  | 2025-10-13 | 4776 | 4139.2 | 4139.2 | 3820.8 | 3661.6 | 3502.4
|  | 4098-9780E | 2 WIRE RELAY SENSOR BASE ENHANCE |  |  |  | 3321 |  |  |  | 2025-10-13 | 4981.5 | 4317.3 | 4317.3 | 3985.2 | 3819.15 | 3653.1
| new model | 701p | smoke detector | 601p old model |  |  | 2109 |  |  |  | 2025-11-25 | 3163.5 | 2741.7 | 2741.7 | 2530.8 | 2425.35 | 2319.9
[12 empty] | 0 | 0 | 0 | 0 | 0 | 0
[12 empty] | 0 | 0 | 0 | 0 | 0 | 0
[12 empty] | 0 | 0 | 0 | 0 | 0 | 0
[12 empty] | 0 | 0 | 0 | 0 | 0 | 0
[12 empty] | 0 | 0 | 0 | 0 | 0 | 0
[12 empty] | 0 | 0 | 0 | 0 | 0 | 0
[12 empty] | 0 | 0 | 0 | 0 | 0 | 0
[12 empty] | 0 | 0 | 0 | 0 | 0 | 0
[12 empty] | 0 | 0 | 0 | 0 | 0 | 0
[12 empty] | 0 | 0 | 0 | 0 | 0 | 0
[12 empty] | 0 | 0 | 0 | 0 | 0 | 0
[12 empty] | 0 | 0 | 0 | 0 | 0 | 0
[12 empty] | 0 | 0 | 0 | 0 | 0 | 0
[12 empty] | 0 | 0 |  | 0 | 0 | 0
[12 empty] | 0 | 0 |  | 0 | 0 | 0
[12 empty] | 0 | 0 |  | 0 | 0 | 0
[12 empty] | 0 | 0 |  | 0 | 0 | 0
[12 empty] | 0 | 0 |  | 0 | 0 | 0
[12 empty] | 0 | 0 |  | 0 | 0 | 0
[12 empty] | 0 |  |  | 0 | 0 | 0
[12 empty] | 0 |  |  | 0 | 0 | 0
[12 empty] | 0 |  |  | 0 | 0 | 0
[12 empty] | 0 |  |  | 0 | 0 | 0
[12 empty] | 0 |  |  | 0 | 0 | 0
[12 empty] | 0 |  |  | 0 | 0 | 0
[12 empty] | 0 |  |  | 0 | 0 | 0
[12 empty] | 0 |  |  | 0 | 0 | 0
[12 empty] | 0 |  |  | 0 | 0 | 0
[12 empty] | 0 |  |  | 0 | 0 | 0
[12 empty] | 0 |  |  | 0 | 0 | 0
[12 empty] | 0 |  |  | 0 | 0 | 0
[12 empty] | 0 |  |  | 0 | 0 | 0
[12 empty] | 0 |  |  | 0 | 0 | 0
[12 empty] | 0 |  |  | 0 | 0 | 0
[12 empty] | 0 |  |  | 0 | 0 | 0
[12 empty] | 0 |  |  | 0 | 0 | 0
[12 empty] | 0 |  |  | 0 | 0 | 0
[12 empty] | 0 |  |  |  | 0
[12 empty] | 0 |  |  |  | 0
0
0
0
0
0
0
0
0

## FDAS_HONEYWELL
CATEGORY | TYPE | MODEL | ITEM DESCRIPTION (ALL PANELS ARE EXCLUSIVE OF BACK-UP BATTERIES. 12V 7AH BACK-UP BATTERY - 550.00 EACH) | OTHER DESCRIPTION | UPDATED PRICE (vat ex) | OLD PRICE (vat ex) | Last Price Update Date | SRP (End-User) |  | DEALER's PRICE |  | CONTRACTOR's PRICE |  | REMARKS
[8 empty] | Small Volume (50% Mark-Up) | Big Volume (30% Mark-Up) | Small Volume (30% Mark-Up) | Big Volume (20% Mark-Up) | Small Volume (15% Mark-Up) | Big Volume (10% Mark-Up)
Conventional | SYSTEM SENSOR | 882 | 2-wire Smoke Detector with base (B801RA) |  | 1530 | 1530 | 2025-07-17 | 2295 | 1989 | 1989 | 1836 | 1759.5 | 1683
Conventional | SYSTEM SENSOR | 885 | Heat Detector with base (B801RA) |  | 1300 | 1300 | 2025-07-17 | 1950 | 1690 | 1690 | 1560 | 1495 | 1430
Conventional | SYSTEM SENSOR | B801RA | Conventional Detector Base-800 series |  | 270 | 270 | 2025-07-17 | 405 | 351 | 351 | 324 | 310.5 | 297
Conventional | SYSTEM SENSOR | M400K | Breakglass Call Point (Conventional)with base (PS031W) | Note: Laging walang stock, please offer MCP2A | 1470 | 1470 | 2025-07-17 | 2205 | 1911 | 1911 | 1764 | 1690.5 | 1617
Addressable | MORLEY LITE | MCP2A/R470SF/01 | Manual Call Point Red with Back Box |  | 1930 | 1930 | 2025-07-17 | 2895 | 2509 | 2509 | 2316 | 2219.5 | 2123
Conventional | SYSTEM SENSOR | JTYJ-GD-2330-B | Standalone Smoke Detector is powered by two AAA batteries (batterry not included) |  |  | 1200 | 2025-07-17 | 0 | 0 | 0 | 0 | 0 | 0 | BATTERY OPERATED SD
Conventional | SYSTEM SENSOR | XS100-EN | Smoke Alarm (OPT) XS100 (EN) Optical Smoke Alarm with 10 Year Lithium Battery(10 Year Warranty & Sealed Battery) |  |  | 4000 | 2025-07-17 | 0 | 0 | 0 | 0 | 0 | 0
Conventional | SYSTEM SENSOR | XS100T-EN | Optical Smoke and Thermal Alarm (Multi) XS100T (EN)10 Year Warranty & Battery (Tamperproof). |  |  | 5000 | 2025-07-17 | 0 | 0 | 0 | 0 | 0 | 0
Conventional | SYSTEM SENSOR | SSM24-6 | Bell 6" 24VDC |  | 2260 | 2260 | 2025-07-17 | 3390 | 2938 | 2938 | 2712 | 2599 | 2486
Conventional | SYSTEM SENSOR | SSM24-8 | Bell 8" 24VDC |  | 2700 | 2700 | 2025-07-17 | 4050 | 3510 | 3510 | 3240 | 3105 | 2970
Conventional | SYSTEM SENSOR | SYS-HS | Horn / Strobe |  | 3100 | 3100 | 2025-07-17 | 4650 | 4030 | 4030 | 3720 | 3565 | 3410
Conventional | SYSTEM SENSOR | D2 | D2 Duct Smoke Detectorutilizes photoelectric technology for the detection of smoke |  |  | 6990 | 2025-07-17 | 0 | 0 | 0 | 0 | 0 | 0
Conventional | MORLEY HORIZON | 002-492-222 | MORLEY - 2 zone Conventional Fire Alarm Panel |  |  | 12570 | 2025-07-17 | 0 | 0 | 0 | 0 | 0 | 0
Conventional | MORLEY HORIZON | 002-492-242 | MORLEY - 4 zone Conventional Fire Alarm Panel |  |  | 15270 | 2025-07-17 | 0 | 0 | 0 | 0 | 0 | 0
Conventional | MORLEY HORIZON | 002-492-282 | MORLEY - 8 zone Conventional Fire Alarm Panel |  |  | 22860 | 2025-07-17 | 0 | 0 | 0 | 0 | 0 | 0
Conventional | FIRELITE - UL LISTED | MS-5UD-3E | Firelite -5 zone Conventional Fire Alarm Panel |  |  | 34450 | 2025-07-17 | 0 | 0 | 0 | 0 | 0 | 0
Conventional | FIRELITE - UL LISTED | MS-1OUD-7E | Firelite - 10 zone Conventional Fire Alarm Panel |  |  | 35290 | 2025-07-17 | 0 | 0 | 0 | 0 | 0 | 0
Conventional | FIRELITE - UL LISTED | 2W-B | SYSTEM SENSOR i3 Series |  | 2030 | 2030 | 2025-07-17 | 3045 | 2639 | 2639 | 2436 | 2334.5 | 2233
Conventional | FIRELITE - UL LISTED | 2WT-B | manual call point |  | 2280 | 2280 | 2025-07-17 | 3420 | 2964 | 2964 | 2736 | 2622 | 2508
Conventional | FIRELITE - UL LISTED | BG-12LRA | FIRELITE Dual-Action Agent Release Stations |  | 5080 | 5080 | 2025-07-17 | 7620 | 6604 | 6604 | 6096 | 5842 | 5588
|  | BG-12LX | FIRELITE Addressable Manual Pull Station |  |  | order basis | 2025-07-17
Conventional | FIRELITE - UL LISTED | MMF-302 | Interface Module |  |  | 3470 | 2025-07-17 | 0 | 0 | 0 | 0 | 0 | 0
Conventional | FIRELITE - UL LISTED | CRF-300 | Relay Module |  |  | 2500 | 2025-07-17 | 0 | 0 | 0 | 0 | 0 | 0
Conventional | FIRELITE - UL LISTED | ANN-80 | Annunciator |  | 8230 | 8230 | 2025-07-17 | 12345 | 10699 | 10699 | 9876 | 9464.5 | 9053
Conventional | FIRELITE - UL LISTED | MS-905OUDE | Firelite Alarm Control Panel with DACT |  |  | 35290 | 2025-07-17 | 0 | 0 | 0 | 0 | 0 | 0
Conventional | FIRELITE - UL LISTED | MS-9600LSE | Firelite Addressable Fire Alarm Control Panel• |  |  | 123380 | 2025-07-17 | 0 | 0 | 0 | 0 | 0 | 0
Addressable | MORLEY DXC | HM/FHSE HM/FHSE-AP | Morley-IAS addressable HEAT detectors |  | 1750 | 1750 | 2025-07-17 | 2625 | 2275 | 2275 | 2100 | 2012.5 | 1925
Addressable | MORLEY DXC | HM/FHSE/I | Morley-IAS addressable HEAT detectors with ISOLATOR |  |  | 1950 | 2025-07-17 | 0 | 0 | 0 | 0 | 0 | 0
Addressable | MORLEY DXC | HM/PSE HM/PSE-AP | Morley-IAS addressable Optical SMOKE detector |  | 2240 | 2240 | 2025-07-17 | 3360 | 2912 | 2912 | 2688 | 2576 | 2464
Addressable | MORLEY DXC | HM/PTSE | Morley-IAS addressable Optical THERMAL smoke detector |  |  | 1350 | 2025-07-17 | 0 | 0 | 0 | 0 | 0 | 0
Addressable | MORLEY DXC | HM/RHSE | Morley-IAS Rate of RISE THERMAL detector |  |  | 1120 | 2025-07-17 | 0 | 0 | 0 | 0 | 0 | 0
Addressable | MORLEY DXC | WSO-PR-N05 | Morley-IAS Addressable Red Wall Mount Sounder |  |  | 2880 | 2025-07-17 | 0 | 0 | 0 | 0 | 0 | 0
Addressable | MORLEY DXC | WSO-PR-I05 | Morley - IAS addressable WALL SOUNDER with ISOLATOR |  |  | 3740 | 2025-07-17 | 0 | 0 | 0 | 0 | 0 | 0 | Pre-order
Addressable | MORLEY DXC | WSS-PR-N05 | MORLEY-IAS Addressable Wall Sounder Beacon |  | 9140 | 7380 | 2025-07-17 | 13710 | 11882 | 11882 | 10968 | 10511 | 10054
Addressable | MORLEY DXC | WST-PR-I05 | MORLEY - Addressable Wall Mounted Strobe |  |  | 3920 | 2025-07-17 | 0 | 0 | 0 | 0 | 0 | 0
Addressable | MORLEY DXC | WST-PR-N05 | MORLEY - Addressable Wall Mounted Strobe |  |  | 3240 | 2025-07-17 | 0 | 0 | 0 | 0 | 0 | 0
Addressable | MORLEY DXC | MI/B501AP/IV | Plug-in Detector Base for addr. SD, HD, Strobe |  | 290 | 290 | 2025-07-17 | 435 | 377 | 377 | 348 | 333.5 | 319
Addressable | MORLEY DXC | BSO-DD-N05 | Morley-IAS Addressable Base Sounder alternative for MI/B501AP/IV |  |  | 3470 | 2025-07-17 | 0 | 0 | 0 | 0 | 0 | 0
Addressable | MORLEY DXC | BSS-DR-N05 | Morley - IAS-Addressable Integrated Detector Base alternative for MI/B501AP/IV |  | 5230 | 5230 | 2025-07-17 | 7845 | 6799 | 6799 | 6276 | 6014.5 | 5753
Addressable | MORLEY DXC | MI-LPB2-S2I | Optical Smoke Beam Detector |  |  | 27280 | 2025-07-17 | 0 | 0 | 0 | 0 | 0 | 0
Addressable | MORLEY DXC | HM/MCP/GLASS | MORLEY-IAS Addressable Manual Call Point |  | 2030 | 2030 | 2025-07-17 | 3045 | 2639 | 2639 | 2436 | 2334.5 | 2233
Addressable | MORLEY DXC | PS031W | Surface Mounting Box for MCP |  | 390 | 390 | 2025-07-17 | 585 | 507 | 507 | 468 | 448.5 | 429
Addressable | MORLEY DXC | MI/MCP/FLEX | MORLEY-IAS ADDRESSABLE FLEXIBLE MANUAL CALL POINT |  | 4520 | 4140 | 2025-07-17 | 6780 | 5876 | 5876 | 5424 | 5198 | 4972
Addressable | MORLEY DXC | M200E-SMB | Interface Enclosure |  |  | 3240 | 2025-07-17 | 0 | 0 | 0 | 0 | 0 | 0
Addressable | MORLEY DXC | MI/D240CMO | 240V SingleOutput Control Module |  | 3240 | 3240 | 2025-07-17 | 4860 | 4212 | 4212 | 3888 | 3726 | 3564
Addressable | MORLEY DXC | MI/D2ICMO | Dual Input/Single Output Module |  |  | 3540 | 2025-07-17 | 0 | 0 | 0 | 0 | 0 | 0
Addressable | MORLEY DXC | MI/DCMOE | Single Output Control Module |  | 4170 | 4170 | 2025-07-17 | 6255 | 5421 | 5421 | 5004 | 4795.5 | 4587
Addressable | MORLEY DXC | MI/DCZRME | Conventional Zone interface Module |  | 6470 | 6470 | 2025-07-17 | 9705 | 8411 | 8411 | 7764 | 7440.5 | 7117
Addressable | MORLEY DXC | MI/DISO | Single Isolator Module |  |  | 1920 | 2025-07-17 | 0 | 0 | 0 | 0 | 0 | 0
Addressable | MORLEY DXC | MI/DMMIE | Single Channel Input Module |  | 3990 | 3990 | 2025-07-17 | 5985 | 5187 | 5187 | 4788 | 4588.5 | 4389
Addressable | MORLEY DXC | 020-909 | Compact Mimic Driver LEDs |  |  | 40000 | 2025-07-17 | 0 | 0 | 0 | 0 | 0 | 0
Addressable | MORLEY DXC | 020-910 | Expansion Mimic PCB |  | 10130 | 10130 | 2025-07-17 | 15195 | 13169 | 13169 | 12156 | 11649.5 | 11143
Addressable | MORLEY DXC | 709-601-001 | MORLEY-IAS Active Repeater Panel |  | 72090 | 72090 | 2025-07-17 | 108135 | 93717 | 93717 | 86508 | 82903.5 | 79299
Addressable | MORLEY DXC | 709-701-001 | MORLEY-IAS Passive Repeater Panel |  | 62000 | 62000 | 2025-07-17 | 93000 | 80600 | 80600 | 74400 | 71300 | 68200
Addressable | MORLEY DXC | 714/001/105 | DXc Half loop Fire Alarm Control Panel |  | 15000 | 15000 | 2025-07-17 | 22500 | 19500 | 19500 | 18000 | 17250 | 16500
Addressable | MORLEY DXC | 714/001/115 | DXc1 One loop Fire Alarm Control Panel |  | 77040 | 77040 | 2025-07-17 | 115560 | 100152 | 100152 | 92448 | 88596 | 84744
Addressable | MORLEY DXC | 714/001/225 | DXc2 Two loop Fire Alarm Control Panel |  | 92620 | 92620 | 2025-07-17 | 138930 | 120406 | 120406 | 111144 | 106513 | 101882
Addressable | MORLEY DXC | 714/001/245 | DXc4 Four loop Fire Alarm Control Panel |  | 176550 | 176550 | 2025-07-17 | 264825 | 229515 | 229515 | 211860 | 203032.5 | 194205
Addressable | MORLEY DXC | 795-099 | MORLEY-IAS Comsec Protection System |  | 25230 | 25230 | 2025-07-17 | 37845 | 32799 | 32799 | 30276 | 29014.5 | 27753
Addressable | MORLEY DXC | 795/111 | MORLEY-IAS 2 Loops Expansion Card |  | 39220 | 39220 | 2025-07-17 | 58830 | 50986 | 50986 | 47064 | 45103 | 43142
Addressable | MORLEY DXC | BLE/KIT | MORLEY PSoC 4 Bluetooth Low Energy |  | 3600 | 3600 | 2025-07-17 | 5400 | 4680 | 4680 | 4320 | 4140 | 3960
Addressable | MORLEY DXC | 020-891 | MORLEY-IAS USB Upload/Download Lead |  | 22190 | 22190 | 2025-07-17 | 33285 | 28847 | 28847 | 26628 | 25518.5 | 24409
Addressable | FIRELITE - UL LISTED | SD-355 | Addressable Photoelectric Smoke Detectors |  |  | 2790 | 2025-07-17 | 0 | 0 | 0 | 0 | 0 | 0
Addressable | FIRELITE - UL LISTED | H/355R | Rate-compensated thermal detector |  | 1420 | 1420 | 2025-07-17 | 2130 | 1846 | 1846 | 1704 | 1633 | 1562
Addressable | FIRELITE - UL LISTED | ECC-FFT | Fire Fighter telephone system |  |  | 86730 | 2025-07-17 | 0 | 0 | 0 | 0 | 0 | 0
Addressable | FIRELITE - UL LISTED | FHS-F | Fire Fighters Remote Handset |  |  | 13580 | 2025-07-17 | 0 | 0 | 0 | 0 | 0 | 0
Addressable | FIRELITE - UL LISTED | FPJ-F | Remote Phone Jack |  |  | 5420 | 2025-07-17 | 0 | 0 | 0 | 0 | 0 | 0
Addressable | MORLEY LITE | HML/100/2A | 2 Zone Fire Alarm Control Panel |  | 33370 | 33240 | 2025-07-17 | 50055 | 43381 | 43381 | 40044 | 38375.5 | 36707
Addressable | MORLEY LITE | HML/100/4A | 4 Zone Fire Alarm Control Panel |  | 36250 | 36250 | 2025-07-17 | 54375 | 47125 | 47125 | 43500 | 41687.5 | 39875
Addressable | MORLEY LITE | HML/100/6A | 6 Zone Fire Alarm Control Panel |  | 43940 | 43940 | 2025-07-17 | 65910 | 57122 | 57122 | 52728 | 50531 | 48334
Addressable | MORLEY LITE | HML/100/8A | 8 Zone Fire Alarm Control Panel |  | 47830 | 47830 | 2025-07-17 | 71745 | 62179 | 62179 | 57396 | 55004.5 | 52613
Addressable | MORLEY LITE | HML/PSE | Photo-Electric Smoke Detector |  | 1300 | 820 | 2025-07-17 | 1950 | 1690 | 1690 | 1560 | 1495 | 1430
Addressable | MORLEY LITE | HML/RHSE | Heat Detector |  | 770 | 770 | 2025-07-17 | 1155 | 1001 | 1001 | 924 | 885.5 | 847
Addressable | MORLEY LITE | HML/PTSE | Photo-Electric Smoke & Heat Detector |  | 1350 | 1350 | 2025-07-17 | 2025 | 1755 | 1755 | 1620 | 1552.5 | 1485
Addressable | MORLEY LITE | B/401 | Plug in detector base |  | 180 | 180 | 2025-07-17 | 270 | 234 | 234 | 216 | 207 | 198
Addressable | MORLEY LITE | MHR/1 | Red Mini Horn, Red, UL certified |  | 2090 | 2090 | 2025-07-17 | 3135 | 2717 | 2717 | 2508 | 2403.5 | 2299
Addressable | MORLEY LITE | S300RPTU | Hand Held Programmer |  | 27690 | 27690 | 2025-07-17 | 41535 | 35997 | 35997 | 33228 | 31843.5 | 30459
Addressable |  | 4208U-4208SN | 8 Zone Expansion Module |  |  | 50000 | 2025-07-17 | 0 | 0 | 0 | 0 | 0 | 0
Addressable | STX / SMX MORLEY UL | 615-000-002 | STX 1 loop panel supporting up to 98devices , GREY PLASTIC ENCLOSURE |  |  | 56680 | 2025-07-17 | 0 | 0 | 0 | 0 | 0 | 0
Addressable | STX / SMX MORLEY UL | 615-000-002-R | STX 1 loop panel supporting up to 98devices , RED PLASTIC ENCLOSURE |  | 56680 | 56680 | 2025-07-17 | 85020 | 73684 | 73684 | 68016 | 65182 | 62348
Addressable | STX / SMX MORLEY UL | 615-000-102 | STX 1 loop panel supporting up to 198devices , GREY PLASTIC ENCLOSURE |  |  | 54831 | 2025-07-17 | 0 | 0 | 0 | 0 | 0 | 0
Addressable | STX / SMX MORLEY UL | 615-000-102-R | STX 1 loop panel supporting up to 198devices , RED PLASTIC ENCLOSURE• |  | 73450 | 73450 | 2025-07-17 | 110175 | 95485 | 95485 | 88140 | 84467.5 | 80795
Addressable | STX / SMX MORLEY UL | 615-000-202 | STX 2 loop panel supporting up to 396devices , GREY PLASTIC ENCLOSURE |  |  | 60060 | 2025-07-17 | 0 | 0 | 0 | 0 | 0 | 0
Addressable | STX / SMX MORLEY UL | 615-000-202-R | STX 2 loop panel supporting up to 396devices , RED PLASTIC ENCLOSURE |  | 82210 | 82210 | 2025-07-17 | 123315 | 106873 | 106873 | 98652 | 94541.5 | 90431
Addressable | STX / SMX MORLEY UL | 915-100-102 | SMX 1 loop panel supporting up to 198 devices , GREY METAL ENCLOSURE |  |  | 73920 | 2025-07-17 | 0 | 0 | 0 | 0 | 0 | 0
Addressable | STX / SMX MORLEY UL | 915-100-102-R | SMX 1 loop panel supporting up to 198 devices , RED METAL ENCLOSURE |  | 86610 | 86610 | 2025-07-17 | 129915 | 112593 | 112593 | 103932 | 99601.5 | 95271
Addressable | STX / SMX MORLEY UL | 915-100-202 | SMX 2 loop panel supporting up to 396 devices , GREY METAL ENCLOSURE |  |  | 83727 | 2025-07-17 | 0 | 0 | 0 | 0 | 0 | 0
Addressable | STX / SMX MORLEY UL | 915-100-202-R | SMX 2 loop panel supporting up to 396 devices , RED METAL ENCLOSURE |  | 106630 | 106630 | 2025-07-17 | 159945 | 138619 | 138619 | 127956 | 122624.5 | 117293
Addressable | STX / SMX MORLEY UL | 915-100-402 | SMX 4 loop panel supporting up to 792 devices , GREY METAL ENCLOSURE |  |  | 126330 | 2025-07-17 | 0 | 0 | 0 | 0 | 0 | 0
Addressable | STX / SMX MORLEY UL | 915-100-402-R | SMX 4 loop panel supporting up to 792 devices , RED METAL ENCLOSURE |  | 143130 | 143130 | 2025-07-17 | 214695 | 186069 | 186069 | 171756 | 164599.5 | 157443
Addressable | STX / SMX MORLEY UL | 315-040 | LED ANNUNCIATOR |  | 36230 | 36230 | 2025-07-17 | 54345 | 47099 | 47099 | 43476 | 41664.5 | 39853
Addressable | STX / SMX MORLEY UL | 315-080 | LCD ANNUNCIATOR |  | 25700 | 25700 | 2025-07-17 | 38550 | 33410 | 33410 | 30840 | 29555 | 28270
Addressable | STX / SMX MORLEY UL | HM/PSE/UL/W | HONEYWELL ADDRESSABLE Photoelectric Smoke Detector W/ B501 Base |  | 2220 | 2220 | 2025-07-17 | 3330 | 2886 | 2886 | 2664 | 2553 | 2442
Addressable | STX / SMX MORLEY UL | HM/FHSE/UL | HONEYWELL ADDRESSABLE Heat Detector (W/ B501 Base) |  | 1960 | 1960 | 2025-07-17 | 2940 | 2548 | 2548 | 2352 | 2254 | 2156
Addressable | STX / SMX MORLEY UL | HM/HTSE/UL | HONEYWELL ADDRESSABLE High Heat Detector (W/ B501 Base) |  |  | 1606.5 | 2025-07-17 | 0 | 0 | 0 | 0 | 0 | 0
Addressable | STX / SMX MORLEY UL | HM/PTSE/UL | HONEYWELL ADDRESSABLE Multi-Sensing Detector - Smoke & Thermal |  |  | 1669.5 | 2025-07-17 | 0 | 0 | 0 | 0 | 0 | 0
Addressable | STX / SMX MORLEY UL | HM/RHSE/UL | HONEYWELL ADDRESSABLE Heat Detector - Ror Thermal Sensor |  |  | 1386 | 2025-07-17 | 0 | 0 | 0 | 0 | 0 | 0
Addressable | STX / SMX MORLEY UL | HM/MCP/GLASS/UL | HONEYWELL ADDRESSABLE Manual Call Point |  | 2150 | 2150 | 2025-07-17 | 3225 | 2795 | 2795 | 2580 | 2472.5 | 2365
Addressable | STX / SMX MORLEY UL | MUS041W | HONEYWELL Surface Mounting Box, Red |  | 390 | 390 | 2025-07-17 | 585 | 507 | 507 | 468 | 448.5 | 429
Addressable | STX / SMX MORLEY UL | HM/DCMO/UL | HONEYWELL ADDRESSABLE Control Module |  | 2810 | 2810 | 2025-07-17 | 4215 | 3653 | 3653 | 3372 | 3231.5 | 3091
Addressable | STX / SMX MORLEY UL | HM/DCZRM/UL | HONEYWELL ADDRESSABLE Interface Module |  | 2400 | 2400 | 2025-07-17 | 3600 | 3120 | 3120 | 2880 | 2760 | 2640
Addressable | STX / SMX MORLEY UL | HM/DISO/UL | HONEYWELL Isolator Module |  | 1540 | 1540 | 2025-07-17 | 2310 | 2002 | 2002 | 1848 | 1771 | 1694
Addressable | STX / SMX MORLEY UL | HM/D240CMO/UL | HONEYWELL ADDRESSABLE Relay Module |  | 1910 | 1910 | 2025-07-17 | 2865 | 2483 | 2483 | 2292 | 2196.5 | 2101
Addressable | STX / SMX MORLEY UL | HM/DMMI/UL | HONEYWELL ADDRESSABLE Monitor Module |  | 2040 | 2040 | 2025-07-17 | 3060 | 2652 | 2652 | 2448 | 2346 | 2244
Addressable | STX / SMX MORLEY UL | HM/MM3E/UL | HONEYWELL ADDRESSABLE Mini-Monitor Module |  | 1730 | 1730 | 2025-07-17 | 2595 | 2249 | 2249 | 2076 | 1989.5 | 1903
Addressable | STX / SMX MORLEY UL | 315-508 | HONEYWELL BLUETOOTH DONGLE |  | 3290 | 3290 | 2025-07-17 | 4935 | 4277 | 4277 | 3948 | 3783.5 | 3619
|  | IS335T | PASSIVE INFRARED MOTION SENSOR WITH TAMPER |  |  | 700 | 2025-07-17 | 0 | 0 | 0 | 0 | 0 | 0
| CONVENTIONAL SYSTEM | OSD-3230 | CONVENTIONAL OPTICAL SMOKE DETECTOR (NEW)/ WITH BASE |  | 630 | 12400 | 2025-07-17 | 945 | 819 | 819 | 756 | 724.5 | 693
| NEW SYSTEM SENSOR PANEL | SS/2ZEC | System Sensor Compact Series 2 Zone Fire Alarm Control Panel |  | 12400 | 12400 | 2025-07-17 | 18600 | 16120 | 16120 | 14880 | 14260 | 13640
| NEW SYSTEM SENSOR PANEL | SS/4ZEC | System Sensor Compact Series 4 Zone Fire Alarm Control Panel |  | 13260 | 12730 | 2025-07-17 | 19890 | 17238 | 17238 | 15912 | 15249 | 14586
| NEW SYSTEM SENSOR PANEL | SS/6ZEC | System Sensor Compact Series 6 Zone Fire Alarm Control Panel |  | 24570 |  | 2025-07-17
| NEW SYSTEM SENSOR PANEL | SS/8ZE | System Sensor 8 Zone Fire Alarm Control Panel |  | 29560 | 26710 | 2025-07-17 | 44340 | 38428 | 38428 | 35472 | 33994 | 32516
| (NEW) MORLEY MAX EN | MA-1000-02 | Morley-IAS Max 1 Loop panel |  | 113720 | 113720 | 2025-07-17 | 170580 | 147836 | 147836 | 136464 | 130778 | 125092
| (NEW) MORLEY MAX EN | MA-2000-02 | Morley-IAS Max Dual Loop Networkable |  | 132970 | 132970 | 2025-07-17 | 199455 | 172861 | 172861 | 159564 | 152915.5 | 146267
| (NEW) MORLEY MAX EN | MA-8000-02 | Morley-IAS Max 4 Loop Expandable to 8 Loop |  | 183130 | 183130 | 2025-07-17 | 274695 | 238069 | 238069 | 219756 | 210599.5 | 201443
| (NEW) MORLEY MAX EN | MA-LIB2-02 | 1 Expansion card loop Morley-IAS for MA-8000 total 6 loop, 2 Expansion card loop Morley-IAS for MA-8000 total 8 loop |  | 39070 | 39070 | 2025-07-17 | 58605 | 50791 | 50791 | 46884 | 44930.5 | 42977
| FAASTFLEX | FLX-010 | FAAST FLeXTM ASPIRATING DETECTOR FAAST FLEX 1-pipe Stand-alone |  | 173540 | 173540 | 2025-07-17 | 260310 | 225602 | 225602 | 208248 | 199571 | 190894
| FAASTFLEX | FLX-020 | FAAST FLeXTM ASPIRATING DETECTOR FAAST FLEX 2-pipe Stand-alone |  | 225930 | 225930 | 2025-07-17 | 338895 | 293709 | 293709 | 271116 | 259819.5 | 248523
[8 empty] | 0 | 0 | 0 | 0 | 0 | 0
[8 empty] | 0 | 0 | 0 | 0 | 0 | 0
[8 empty] | 0 | 0 | 0 | 0 | 0 | 0
[8 empty] | 0 | 0 | 0 | 0 | 0 | 0
[8 empty] | 0 | 0 | 0 | 0 | 0 | 0
[8 empty] | 0 | 0 | 0 | 0 | 0 | 0
[8 empty] | 0 | 0 | 0 | 0 | 0 | 0
[8 empty] | 0 | 0 | 0 | 0 | 0 | 0
[8 empty] | 0 | 0 | 0 | 0 | 0 | 0
[8 empty] | 0 | 0 | 0 | 0 | 0 | 0
[8 empty] | 0 | 0 | 0 | 0 | 0 | 0
[8 empty] | 0 | 0 | 0 | 0 | 0 | 0
[8 empty] | 0 | 0 | 0 | 0 | 0 | 0
[8 empty] | 0 | 0 | 0 | 0 | 0 | 0
[8 empty] | 0 | 0 | 0 | 0 | 0 | 0
[8 empty] | 0 | 0 | 0 | 0 | 0 | 0
[8 empty] | 0 | 0 | 0 | 0 | 0 | 0
[8 empty] | 0 | 0 | 0 | 0 | 0 | 0
[8 empty] | 0 | 0 | 0 | 0 | 0 | 0
[8 empty] | 0 | 0 | 0 | 0 | 0 | 0
[8 empty] | 0 | 0 | 0 | 0 | 0 | 0
[8 empty] | 0 | 0 | 0 | 0 | 0 | 0
[8 empty] | 0 | 0 | 0 | 0 | 0 | 0
[8 empty] | 0 | 0 | 0 | 0 | 0 | 0
[8 empty] | 0 | 0 | 0 | 0 | 0 | 0
[8 empty] | 0 | 0 | 0 | 0 | 0 | 0
[8 empty] | 0 | 0 | 0 | 0 | 0 | 0
[8 empty] | 0 | 0 | 0 | 0 | 0 | 0
[8 empty] | 0 | 0 | 0 | 0 | 0 | 0
[8 empty] | 0 | 0 | 0 | 0 | 0 | 0
[8 empty] | 0 | 0 | 0 | 0 | 0 | 0
[8 empty] | 0 | 0 | 0 | 0 | 0 | 0
[8 empty] | 0 | 0 | 0 | 0 | 0 | 0
[8 empty] | 0 | 0 | 0 | 0 | 0 | 0
[8 empty] | 0 | 0 | 0 | 0 | 0 | 0
[8 empty] | 0 | 0 | 0 | 0 | 0 | 0
[8 empty] | 0 | 0 | 0 | 0 | 0 | 0
[8 empty] | 0 | 0 | 0 | 0 | 0 | 0
[8 empty] | 0 | 0 | 0 | 0 | 0 | 0
[8 empty] | 0 | 0 | 0 | 0 | 0 | 0
[8 empty] | 0 | 0 | 0 | 0 | 0 | 0
[8 empty] | 0 | 0 | 0 | 0 | 0 | 0
[8 empty] | 0 | 0 | 0 | 0 | 0 | 0
[8 empty] | 0 | 0 | 0 | 0 | 0 | 0
[8 empty] | 0 | 0 | 0 | 0 | 0 | 0
[8 empty] | 0 | 0 | 0 | 0 | 0 | 0
[8 empty] | 0 | 0 | 0 | 0 | 0 | 0
[8 empty] | 0 | 0 | 0 | 0 | 0 | 0
[8 empty] | 0 | 0 | 0 | 0 | 0 | 0
[8 empty] | 0 | 0 | 0 | 0 | 0 | 0
[8 empty] | 0 | 0 | 0 | 0 | 0 | 0
[8 empty] | 0 | 0 | 0 | 0 | 0 | 0
[8 empty] | 0 | 0 | 0 | 0 | 0 | 0
[8 empty] | 0 | 0 | 0 | 0 | 0 | 0
[8 empty] | 0 | 0 | 0 | 0 | 0 | 0
[8 empty] | 0 | 0 | 0 | 0 | 0 | 0
[8 empty] | 0 | 0 | 0 | 0 | 0 | 0
[8 empty] | 0 | 0 | 0 | 0 | 0 | 0
[8 empty] | 0 | 0 | 0 | 0 | 0 | 0
[8 empty] | 0 | 0 | 0 | 0 | 0 | 0
[8 empty] | 0 | 0 | 0 | 0 | 0 | 0
[8 empty] | 0 | 0 | 0 | 0 | 0 | 0
[8 empty] | 0 | 0 | 0 | 0 | 0 | 0
[8 empty] | 0 | 0 | 0 | 0 | 0 | 0
[8 empty] | 0 | 0 | 0 | 0 | 0 | 0
[8 empty] | 0 | 0 | 0 | 0 | 0 | 0
[8 empty] | 0 | 0 | 0 | 0 | 0 | 0
[8 empty] | 0 | 0 | 0 | 0 | 0 | 0
[8 empty] | 0 | 0 | 0 | 0 | 0 | 0
[8 empty] | 0 | 0 | 0 | 0 | 0 | 0
[8 empty] | 0 | 0 | 0 | 0 | 0 | 0
[8 empty] | 0 | 0 | 0 | 0 | 0 | 0
[8 empty] | 0 | 0 | 0 | 0 | 0 | 0
[8 empty] | 0 | 0 | 0 | 0 | 0 | 0
[8 empty] | 0 | 0 | 0 | 0 | 0 | 0
[8 empty] | 0 | 0 | 0 | 0 | 0 | 0
[8 empty] | 0 | 0 | 0 | 0 | 0 | 0
[8 empty] | 0 | 0 | 0 | 0 | 0 | 0
[8 empty] | 0 | 0 | 0 | 0 | 0 | 0
[8 empty] | 0 | 0 | 0 | 0 | 0 | 0
[8 empty] | 0 | 0 | 0 | 0 | 0 | 0
[8 empty] | 0 | 0 | 0 | 0 | 0 | 0
[8 empty] | 0 | 0 | 0 | 0 | 0 | 0
[8 empty] | 0 | 0 | 0 | 0 | 0 | 0
[8 empty] | 0 | 0 | 0 | 0 | 0 | 0
[8 empty] | 0 | 0 | 0 | 0 | 0 | 0
[8 empty] | 0 | 0 | 0 | 0 | 0 | 0
[8 empty] | 0 | 0 | 0 | 0 | 0 | 0
[8 empty] | 0 | 0 | 0 | 0 | 0 | 0
[8 empty] | 0 | 0 | 0 | 0 | 0 | 0
[8 empty] | 0 | 0 | 0 | 0 | 0 | 0
[8 empty] | 0 | 0 | 0 | 0 | 0 | 0
[8 empty] | 0 | 0 | 0 | 0 | 0 | 0
[8 empty] | 0 | 0 | 0 | 0 | 0 | 0
[8 empty] | 0 | 0 | 0 | 0 | 0 | 0
[8 empty] | 0 | 0 | 0 | 0 | 0 | 0
[8 empty] | 0 | 0 | 0 | 0 | 0 | 0
[8 empty] | 0 | 0 | 0 | 0 | 0 | 0
[8 empty] | 0 | 0 | 0 | 0 | 0 | 0
[8 empty] | 0 | 0 | 0 | 0 | 0 | 0
[8 empty] | 0 | 0 | 0 | 0 | 0 | 0
[8 empty] | 0 | 0 | 0 | 0 | 0 | 0
[8 empty] | 0 | 0 | 0 | 0 | 0 | 0
[8 empty] | 0 | 0 | 0 | 0 | 0 | 0
[8 empty] | 0 | 0 | 0 | 0 | 0 | 0
[8 empty] | 0 | 0 | 0 | 0 | 0 | 0
[8 empty] | 0 | 0 | 0 | 0 | 0 | 0
[8 empty] | 0 | 0 | 0 | 0 | 0 | 0
[8 empty] | 0 | 0 | 0 | 0 | 0 | 0
[8 empty] | 0 | 0 | 0 | 0 | 0 | 0
[8 empty] | 0 | 0 | 0 | 0 | 0 | 0
[8 empty] | 0 | 0 | 0 | 0 | 0 | 0
[8 empty] | 0 | 0 | 0 | 0 | 0 | 0
[8 empty] | 0 | 0 | 0 | 0 | 0 | 0
[8 empty] | 0 | 0 | 0 | 0 | 0 | 0
[8 empty] | 0 | 0 | 0 | 0 | 0 | 0
[8 empty] | 0 | 0 | 0 | 0 | 0 | 0
[8 empty] | 0 | 0 | 0 | 0 | 0 | 0
[8 empty] | 0 | 0 | 0 | 0 | 0 | 0
[8 empty] | 0 | 0 | 0 | 0 | 0 | 0
[8 empty] | 0 | 0 | 0 | 0 | 0 | 0
[8 empty] | 0 | 0 | 0 | 0 | 0 | 0
[8 empty] | 0 | 0 | 0 | 0 | 0 | 0
[8 empty] | 0 | 0 | 0 | 0 | 0 | 0
[8 empty] | 0 | 0 | 0 | 0 | 0 | 0
[8 empty] | 0 | 0 | 0 | 0 | 0 | 0
[8 empty] | 0 | 0 | 0 | 0 | 0 | 0
[8 empty] | 0 | 0 | 0 | 0 | 0 | 0
[8 empty] | 0 | 0 | 0 | 0 | 0 | 0
[8 empty] | 0 | 0 | 0 | 0 | 0 | 0
[8 empty] | 0 | 0 | 0 | 0 | 0 | 0
[8 empty] | 0 | 0 | 0 | 0 | 0 | 0
[8 empty] | 0 | 0 | 0 | 0 | 0 | 0
[8 empty] | 0 | 0 | 0 | 0 | 0 | 0
[8 empty] | 0 | 0 | 0 | 0 | 0 | 0
[8 empty] | 0 | 0 | 0 | 0 | 0 | 0
[8 empty] | 0 | 0 | 0 | 0 | 0 | 0
[8 empty] | 0 | 0 | 0 | 0 | 0 | 0
[8 empty] | 0 | 0 | 0 | 0 | 0 | 0
[8 empty] | 0 | 0 | 0 | 0 | 0 | 0
[8 empty] | 0 | 0 | 0 | 0 | 0 | 0
[8 empty] | 0 | 0 | 0 | 0 | 0 | 0
[8 empty] | 0 | 0 | 0 | 0 | 0 | 0
[8 empty] | 0 | 0 | 0 | 0 | 0 | 0
[8 empty] | 0 | 0 | 0 | 0 | 0 | 0
[8 empty] | 0 | 0 | 0 | 0 | 0 | 0
[8 empty] | 0 | 0 | 0 | 0 | 0 | 0
[8 empty] | 0 | 0 | 0 | 0 | 0 | 0
[8 empty] | 0 | 0 | 0 | 0 | 0 | 0
[8 empty] | 0 | 0 | 0 | 0 | 0 | 0
[8 empty] | 0 | 0 | 0 | 0 | 0 | 0
[8 empty] | 0 | 0 | 0 | 0 | 0 | 0
[8 empty] | 0 | 0 | 0 | 0 | 0 | 0
[8 empty] | 0 | 0 | 0 | 0 | 0 | 0
[8 empty] | 0 | 0 | 0 | 0 | 0 | 0
[8 empty] | 0 | 0 | 0 | 0 | 0 | 0
[8 empty] | 0 | 0 | 0 | 0 | 0 | 0
[8 empty] | 0 | 0 | 0 | 0 | 0 | 0
[8 empty] | 0 | 0 | 0 | 0 | 0 | 0
[8 empty] | 0 | 0 | 0 | 0 | 0 | 0
[8 empty] | 0 | 0 | 0 | 0 | 0 | 0
[8 empty] | 0 | 0 | 0 | 0 | 0 | 0
[8 empty] | 0 | 0 | 0 | 0 | 0 | 0
[8 empty] | 0 | 0 | 0 | 0 | 0 | 0
[8 empty] | 0 | 0 | 0 | 0 | 0 | 0
[8 empty] | 0 | 0 | 0 | 0 | 0 | 0
[8 empty] | 0 | 0 | 0 | 0 | 0 | 0
[8 empty] | 0 | 0 | 0 | 0 | 0 | 0
[8 empty] | 0 | 0 | 0 | 0 | 0 | 0
[8 empty] | 0 | 0 | 0 | 0 | 0 | 0
[8 empty] | 0 | 0 | 0 | 0 | 0 | 0
[8 empty] | 0 | 0 | 0 | 0 | 0 | 0
[8 empty] | 0 | 0 | 0 | 0 | 0 | 0
[8 empty] | 0 | 0 | 0 | 0 | 0 | 0
[8 empty] | 0 | 0 | 0 | 0 | 0 | 0
[8 empty] | 0 | 0 | 0 | 0 | 0 | 0
[8 empty] | 0 | 0 | 0 | 0 | 0 | 0
[8 empty] | 0 | 0 | 0 | 0 | 0 | 0
[8 empty] | 0 | 0 | 0 | 0 | 0 | 0
[8 empty] | 0 | 0 | 0 | 0 | 0 | 0
[8 empty] | 0 | 0 | 0 | 0 | 0 | 0
[8 empty] | 0 | 0 | 0 | 0 | 0 | 0
[8 empty] | 0 | 0 | 0 | 0 | 0 | 0
[8 empty] | 0 | 0 | 0 | 0 | 0 | 0
[8 empty] | 0 | 0 | 0 | 0 | 0 | 0
[8 empty] | 0 | 0 | 0 | 0 | 0 | 0
[8 empty] | 0 | 0 | 0 | 0 | 0 | 0
[8 empty] | 0 | 0 | 0 | 0 | 0 | 0
[8 empty] | 0 | 0 | 0 | 0 | 0 | 0

## FDAS_GAMEWELL BY HONEYWELL
CATEGORY | TYPE | MODEL | ITEM DESCRIPTION (ALL PANELS ARE EXCLUSIVE OF BACK-UP BATTERIES. 12V 7AH BACK-UP BATTERY - 550.00 EACH) | OTHER DESCRIPTION | UPDATED PRICE (vat ex) | Last Price Update Date | SRP (End-User) |  | DEALER's PRICE |  | CONTRACTOR's PRICE |  | REMARKS
[7 empty] | Small Volume (50% Mark-Up) | Big Volume (30% Mark-Up) | Small Volume (30% Mark-Up) | Big Volume (20% Mark-Up) | Small Volume (15% Mark-Up) | Big Volume (10% Mark-Up)
Addressable | Fire Alarm | 1100-0450 | Command Center, Blank Plate, Single Size (Pack Of 3 Plates) |  | 3596 | 2025-07-18 | 5394 | 4674.8 | 4674.8 | 4315.2 | 4135.4 | 3955.6
Addressable | Fire Alarm | 1100-0455 | Asm-16 Programmable Switch Module |  | 26141 | 2025-07-18 | 39211.5 | 33983.3 | 33983.3 | 31369.2 | 30062.15 | 28755.1
Addressable | Fire Alarm | 1100-0503 | Anu-48 Led Driver Module |  | 24461 | 2025-07-18 | 36691.5 | 31799.3 | 31799.3 | 29353.2 | 28130.15 | 26907.1
Addressable | Devices, Modules, Pulls & Accessories | AMM-2F | Addressable Monitor Module, Class “B” | Note: Laging walang stock, please offer MCP2A | 3024 | 2025-07-18 | 4536 | 3931.2 | 3931.2 | 3628.8 | 3477.6 | 3326.4
Addressable | Devices, Modules, Pulls & Accessories | AMM-2IF | Addressable Dual Monitor Module, 2 Circuit |  | 3764 | 2025-07-18 | 5646 | 4893.2 | 4893.2 | 4516.8 | 4328.6 | 4140.4
Addressable | Devices, Modules, Pulls & Accessories | AMM-2RIF | Addressable 2 Input / 2 Output Module |  | 12735 | 2025-07-18 | 19102.5 | 16555.5 | 16555.5 | 15282 | 14645.25 | 14008.5
Addressable | Devices, Modules, Pulls & Accessories | AMM-4F | Addressable Monitor Module, Class “A” |  | 3024 | 2025-07-18 | 4536 | 3931.2 | 3931.2 | 3628.8 | 3477.6 | 3326.4
Addressable | Devices, Modules, Pulls & Accessories | AMM-4SF | Addressable Sub-Loop Module, Class “A” |  | 3024 | 2025-07-18 | 4536 | 3931.2 | 3931.2 | 3628.8 | 3477.6 | 3326.4
Addressable | Devices, Modules, Pulls & Accessories | AOM-2RF | Addressable Output Relay Control Module |  | 3932 | 2025-07-18 | 5898 | 5111.6 | 5111.6 | 4718.4 | 4521.8 | 4325.2
Addressable | Devices, Modules, Pulls & Accessories | AOM-2SF | Addressable Output Signal Module |  | 4100 | 2025-07-18 | 6150 | 5330 | 5330 | 4920 | 4715 | 4510
Addressable | Devices, Modules, Pulls & Accessories | ASD-PL3R | Analog Photoelectronic Sensor, Remote Test Capable, Velociti Only, Bright White Color |  | 3024 | 2025-07-18 | 4536 | 3931.2 | 3931.2 | 3628.8 | 3477.6 | 3326.4
Addressable | Devices, Modules, Pulls & Accessories | ASD-PTL3 | Analog Photoelectronic Sensor With 135° Thermal Sensor, Velociti Only, Bright White Color |  | 3360 | 2025-07-18 | 5040 | 4368 | 4368 | 4032 | 3864 | 3696
Addressable | Devices, Modules, Pulls & Accessories | ATD-L3 | Thermal Sensor 135°, Velociti Only, Bright White Color |  | 2856 | 2025-07-18 | 4284 | 3712.8 | 3712.8 | 3427.2 | 3284.4 | 3141.6
Addressable | Devices, Modules, Pulls & Accessories | ATD-L3H | Thermal Sensor 190°, Velociti Only, Bright White Color |  | 2856 | 2025-07-18 | 4284 | 3712.8 | 3712.8 | 3427.2 | 3284.4 | 3141.6
Addressable | Devices, Modules, Pulls & Accessories | ATD-L3R | Thermal sensor Rate of Rise 15° / 135°, Velociti only, bright white color |  | 3159 | 2025-07-18 | 4738.5 | 4106.7 | 4106.7 | 3790.8 | 3632.85 | 3474.9
Addressable | Devices, Modules, Pulls & Accessories | ASD-PL3 | Analog photoelectronic sensor, Velociti only, bright white color |  | 3545 | 2025-07-18 | 5317.5 | 4608.5 | 4608.5 | 4254 | 4076.75 | 3899.5
BASE |  | B200S-LF-WH | Intelligent, Addressable, Programmable Low Frequency Plug-In Sounder Base. High Or Low Volume Output With Ansi Temporal 3 Or Temporal 4, Continuous March Time Or Custom Tone; White |  | 15120 | 2025-07-18 | 22680 | 19656 | 19656 | 18144 | 17388 | 16632
BASE |  | B200SR-LF-WH | Intelligent Low-Frequency Plug-In Sunder Base With Ansi Temporal 3 Or Continous Tone; White |  | 15120 | 2025-07-18 | 22680 | 19656 | 19656 | 18144 | 17388 | 16632
BASE |  | B200SR-WH | Intelligent Plug-In Sounder Base With Ansi Temporal 3 Or Continuous Tone; White |  | 8904 | 2025-07-18 | 13356 | 11575.2 | 11575.2 | 10684.8 | 10239.6 | 9794.4
BASE |  | B200S-WH | Intelligent, Addressable, Programmable Plug-In Sounder Base High Or Low Volume Output With Ansi Temporal 3 Or Temporal 4, Continuous, March Or Custom Tone; White |  | 7224 | 2025-07-18 | 10836 | 9391.2 | 9391.2 | 8668.8 | 8307.6 | 7946.4
BASE |  | B224BI-WH | Intelligent Isolator Base; White |  | 4368 | 2025-07-18
BASE |  | B224RB-WH | Intelligent Relay Base; White |  | 6720 | 2025-07-18 | 10080 | 8736 | 8736 | 8064 | 7728 | 7392
BASE |  | B300-6 | Intelligent Flanged Mounting Base; 6" Inch; White |  | 1613 | 2025-07-18 | 2419.5 | 2096.9 | 2096.9 | 1935.6 | 1854.95 | 1774.3
BASE |  | B501-BL | Intelligent Detector Base, Without Flange; Black |  | 639 | 2025-07-18 | 958.5 | 830.7 | 830.7 | 766.8 | 734.85 | 702.9
BASE |  | B501-WHITE | 4" Base, No Flange, Bright White Color |  | 1109 | 2025-07-18 | 1663.5 | 1441.7 | 1441.7 | 1330.8 | 1275.35 | 1219.9
Addressable | Devices, Modules, Pulls & Accessories | CB500 | Control Module Barrier, Required By Ul To Separate Power Limited And Non Power Limited Wiring In Modules |  | 683 | 2025-07-18 | 1024.5 | 887.9 | 887.9 | 819.6 | 785.45 | 751.3
Addressable |  | E3BB-BA2 | A2 Size, Remote Enclosure, Black, W/Inner Door, Lcd Slot (Lcd-E3, Lcd-Slp) |  | 28560 | 2025-07-18 | 42840 | 37128 | 37128 | 34272 | 32844 | 31416
AUDIO ¦ ECS |  | ECC-FFT | Assy,Fnl,Ecc-Fft,Fire Fighter Tel Consl |  | 122170 | 2025-07-18 | 183255 | 158821 | 158821 | 146604 | 140495.5 | 134387
AUDIO ¦ ECS |  | FHS-F | Assy,Fnl,Tel Handset,Ptt,Std 1/4" Plug |  | 19152 | 2025-07-18 | 28728 | 24897.6 | 24897.6 | 22982.4 | 22024.8 | 21067.2
Addressable | Fire Alarm | FML-E3 | Fiber Loop Module, Multi Mode - Single Channel, Up To 2 Channels Per Rpt-E3-Utp Or Ini-Vg |  | 45360 | 2025-07-18 | 68040 | 58968 | 58968 | 54432 | 52164 | 49896
Addressable | Fire Alarm | FPJ-F | Fire Phone Jack With Contact Closure |  | 7560 | 2025-07-18 | 11340 | 9828 | 9828 | 9072 | 8694 | 8316
Network Graphic Workstations |  | FPT-GATE-3 | Focalpoint Gateway-3 With Enclosure, Black |  | 62496 | 2025-07-18 | 93744 | 81244.8 | 81244.8 | 74995.2 | 71870.4 | 68745.6
Addressable | Fire Alarm | FSL-E3 | Fiber Loop Module, Single Mode - Single Channel, Up To 2 Channels Per Rpt-E3-Utp Or Ini-Vg |  | 53088 | 2025-07-18 | 79632 | 69014.4 | 69014.4 | 63705.6 | 61051.2 | 58396.8 | Pre-order
Conventional | Detectors & Initiating Devices | GWMPS-1T | Single Action Metal Pull Station, Terminals |  | 5712 | 2025-07-18 | 8568 | 7425.6 | 7425.6 | 6854.4 | 6568.8 | 6283.2
Addressable | Devices, Modules, Pulls & Accessories | ISO-6 | Multi-Module, 6 Fault Isolator Module |  | 5712 | 2025-07-18 | 8568 | 7425.6 | 7425.6 | 6854.4 | 6568.8 | 6283.2
Addressable | Fire Alarm | LCD-SLP | Lcd Touch Screen Display Unit |  | 55104 | 2025-07-18 | 82656 | 71635.2 | 71635.2 | 66124.8 | 63369.6 | 60614.4
Addressable | Devices, Modules, Pulls & Accessories | M500X | Fault Isolator Module |  | 5108 | 2025-07-18 | 7662 | 6640.4 | 6640.4 | 6129.6 | 5874.2 | 5618.8
Addressable | Devices, Modules, Pulls & Accessories | MBB-2 | Back Box, 2 Unit |  | 14280 | 2025-07-18 | 21420 | 18564 | 18564 | 17136 | 16422 | 15708
Addressable | Devices, Modules, Pulls & Accessories | MBB-6 | Back Box, 6 Unit (Requires Mch-6) |  | 11760 | 2025-07-18 | 17640 | 15288 | 15288 | 14112 | 13524 | 12936
Addressable | Devices, Modules, Pulls & Accessories | MCH-6 | 6-Unit Mounting Chassis For Mbb-6 |  | 4536 | 2025-07-18 | 6804 | 5896.8 | 5896.8 | 5443.2 | 5216.4 | 4989.6
Addressable | Devices, Modules, Pulls & Accessories | MCS-CO3 | Intelligent Carbon Monoxide Sensor |  | 4200 | 2025-07-18 | 6300 | 5460 | 5460 | 5040 | 4830 | 4620
Addressable | Devices, Modules, Pulls & Accessories | MCS-COF3 | Advanced Multi-Criteria Fire/Carbon Monoxide Detector, Velociti Only, Bright White Color |  | 5208 | 2025-07-18 | 7812 | 6770.4 | 6770.4 | 6249.6 | 5989.2 | 5728.8
Addressable | Devices, Modules, Pulls & Accessories | MCS-COP3 | Multi-Criteria Photoelectric And Co Sensor |  | 4872 | 2025-07-18 | 7308 | 6333.6 | 6333.6 | 5846.4 | 5602.8 | 5359.2
Addressable | Devices, Modules, Pulls & Accessories | MCS-PTIR | Multi-Criteria Detector With Three Sensing Elements (Photo, Thermal, Ir) - Velociti Only, Bright White Color |  | 5208 | 2025-07-18 | 7812 | 6770.4 | 6770.4 | 6249.6 | 5989.2 | 5728.8
Addressable | Devices, Modules, Pulls & Accessories | MMI-10F | Multi-Module Input, 10 Monitor Input Module |  | 6048 | 2025-07-18 | 9072 | 7862.4 | 7862.4 | 7257.6 | 6955.2 | 6652.8
Addressable | Devices, Modules, Pulls & Accessories | MMI-6SF | Multi-Module Input, 6 Zone Sub-Loop Module |  | 11055 | 2025-07-18 | 16582.5 | 14371.5 | 14371.5 | 13266 | 12713.25 | 12160.5
Addressable | Devices, Modules, Pulls & Accessories | MMO-6RF | Multi-Module Output, 6 Relay Output Module |  | 10383 | 2025-07-18 | 15574.5 | 13497.9 | 13497.9 | 12459.6 | 11940.45 | 11421.3
Addressable | Devices, Modules, Pulls & Accessories | MMO-6SF | Multi-Module Output, 6 Signal Output Module |  | 11055 | 2025-07-18 | 16582.5 | 14371.5 | 14371.5 | 13266 | 12713.25 | 12160.5
Addressable | Devices, Modules, Pulls & Accessories | MS-7AF | Addressable Double Action Station |  | 5276 | 2025-07-18 | 7914 | 6858.8 | 6858.8 | 6331.2 | 6067.4 | 5803.6
Addressable | Devices, Modules, Pulls & Accessories | MS-7ASF | Addressable Single Action Pull Station |  | 3932 | 2025-07-18 | 5898 | 5111.6 | 5111.6 | 4718.4 | 4521.8 | 4325.2
Addressable | Devices, Modules, Pulls & Accessories | OSI-RI-GW | Intelligent Imaging Beam Detector, Velociti, With Reflector |  | 40320 | 2025-07-18 | 60480 | 52416 | 52416 | 48384 | 46368 | 44352
Conventional | Detectors & Initiating Devices | PS-BB | Gwmps Pull Station Backbox |  | 1344 | 2025-07-18 | 2016 | 1747.2 | 1747.2 | 1612.8 | 1545.6 | 1478.4
Addressable | Fire Alarm | RPT-E3-UTP | Network Repeater, Unshielded Twisted Pair |  | 21672 | 2025-07-18 | 32508 | 28173.6 | 28173.6 | 26006.4 | 24922.8 | 23839.2
Addressable | Fire Alarm | SLC-PM | Slp Add-On Slc Module, System Sensor. 1 Loop-318 Devices. Required For Slp Panel Order |  | 51274 | 2025-07-18 | 76911 | 66656.2 | 66656.2 | 61528.8 | 58965.1 | 56401.4
Addressable | Fire Alarm | SLP-RED-G | Smart Loop Panel Addressable Facp, Red Enclosure With 240V Power Supply, Lcd-Slp Display. Requires Slc-Pm Or Slc95-Pm For Slc Loops |  | 127277 | 2025-07-18 | #REF! | #REF! | #REF! | #REF! | #REF! | #REF!
[6 empty] | 2025-07-18 | 0 | 0 | 0 | 0 | 0 | 0
[6 empty] | 2025-07-18 | 0 | 0 | 0 | 0 | 0 | 0
[6 empty] | 2025-07-18 | 0 | 0 | 0 | 0 | 0 | 0
[6 empty] | 2025-07-18 | 0 | 0 | 0 | 0 | 0 | 0
[6 empty] | 2025-07-18 | 0 | 0 | 0 | 0 | 0 | 0
[6 empty] | 2025-07-18 | 0 | 0 | 0 | 0 | 0 | 0
[6 empty] | 2025-07-18 | 0 | 0 | 0 | 0 | 0 | 0
[6 empty] | 2025-07-18 | 0 | 0 | 0 | 0 | 0 | 0
[6 empty] | 2025-07-18 | 0 | 0 | 0 | 0 | 0 | 0
[6 empty] | 2025-07-18 | 0 | 0 | 0 | 0 | 0 | 0
[6 empty] | 2025-07-18 | 0 | 0 | 0 | 0 | 0 | 0
[6 empty] | 2025-07-18 | 0 | 0 | 0 | 0 | 0 | 0
[6 empty] | 2025-07-18 | 0 | 0 | 0 | 0 | 0 | 0
[6 empty] | 2025-07-18 | 0 | 0 | 0 | 0 | 0 | 0
[6 empty] | 2025-07-18 | 0 | 0 | 0 | 0 | 0 | 0
[6 empty] | 2025-07-18 | 0 | 0 | 0 | 0 | 0 | 0
[6 empty] | 2025-07-18 | 0 | 0 | 0 | 0 | 0 | 0
[6 empty] | 2025-07-18 | 0 | 0 | 0 | 0 | 0 | 0
[6 empty] | 2025-07-18 | 0 | 0 | 0 | 0 | 0 | 0
[6 empty] | 2025-07-18 | 0 | 0 | 0 | 0 | 0 | 0
[6 empty] | 2025-07-18 | 0 | 0 | 0 | 0 | 0 | 0
[6 empty] | 2025-07-18 | 0 | 0 | 0 | 0 | 0 | 0
[6 empty] | 2025-07-17 | 0 | 0 | 0 | 0 | 0 | 0
[6 empty] | 2025-07-17 | 0 | 0 | 0 | 0 | 0 | 0
[6 empty] | 2025-07-17 | 0 | 0 | 0 | 0 | 0 | 0
[6 empty] | 2025-07-17 | 0 | 0 | 0 | 0 | 0 | 0
[6 empty] | 2025-07-17 | 0 | 0 | 0 | 0 | 0 | 0
[6 empty] | 2025-07-17 | 0 | 0 | 0 | 0 | 0 | 0
[6 empty] | 2025-07-17 | 0 | 0 | 0 | 0 | 0 | 0
[6 empty] | 2025-07-17 | 0 | 0 | 0 | 0 | 0 | 0
[6 empty] | 2025-07-17 | 0 | 0 | 0 | 0 | 0 | 0
[6 empty] | 2025-07-17 | 0 | 0 | 0 | 0 | 0 | 0
[6 empty] | 2025-07-17 | 0 | 0 | 0 | 0 | 0 | 0
[6 empty] | 2025-07-17 | 0 | 0 | 0 | 0 | 0 | 0
[6 empty] | 2025-07-17 | 0 | 0 | 0 | 0 | 0 | 0
[6 empty] | 2025-07-17 | 0 | 0 | 0 | 0 | 0 | 0
[6 empty] | 2025-07-17 | 0 | 0 | 0 | 0 | 0 | 0
[6 empty] | 2025-07-17 | 0 | 0 | 0 | 0 | 0 | 0
[6 empty] | 2025-07-17 | 0 | 0 | 0 | 0 | 0 | 0
[6 empty] | 2025-07-17 | 0 | 0 | 0 | 0 | 0 | 0
[6 empty] | 2025-07-17 | 0 | 0 | 0 | 0 | 0 | 0
[6 empty] | 2025-07-17 | 0 | 0 | 0 | 0 | 0 | 0
[6 empty] | 2025-07-17 | 0 | 0 | 0 | 0 | 0 | 0
[6 empty] | 2025-07-17 | 0 | 0 | 0 | 0 | 0 | 0
[6 empty] | 2025-07-17 | 0 | 0 | 0 | 0 | 0 | 0
[6 empty] | 2025-07-17 | 0 | 0 | 0 | 0 | 0 | 0
[6 empty] | 2025-07-17 | 0 | 0 | 0 | 0 | 0 | 0
[6 empty] | 2025-07-17 | 0 | 0 | 0 | 0 | 0 | 0
[6 empty] | 2025-07-17 | 0 | 0 | 0 | 0 | 0 | 0
[6 empty] | 2025-07-17 | 0 | 0 | 0 | 0 | 0 | 0
[6 empty] | 2025-07-17 | 0 | 0 | 0 | 0 | 0 | 0
[6 empty] | 2025-07-17 | 0 | 0 | 0 | 0 | 0 | 0
[6 empty] | 2025-07-17 | 0 | 0 | 0 | 0 | 0 | 0
[6 empty] | 2025-07-17 | 0 | 0 | 0 | 0 | 0 | 0
[6 empty] | 2025-07-17 | 0 | 0 | 0 | 0 | 0 | 0
2025-07-17
[6 empty] | 2025-07-17 | 0 | 0 | 0 | 0 | 0 | 0
[6 empty] | 2025-07-17 | 0 | 0 | 0 | 0 | 0 | 0
[6 empty] | 2025-07-17 | 0 | 0 | 0 | 0 | 0 | 0
[6 empty] | 2025-07-17 | 0 | 0 | 0 | 0 | 0 | 0
[6 empty] | 2025-07-17 | 0 | 0 | 0 | 0 | 0 | 0
[6 empty] | 2025-07-17 | 0 | 0 | 0 | 0 | 0 | 0
[6 empty] | 2025-07-17 | 0 | 0 | 0 | 0 | 0 | 0
[7 empty] | 0 | 0 | 0 | 0 | 0 | 0
[7 empty] | 0 | 0 | 0 | 0 | 0 | 0
[7 empty] | 0 | 0 | 0 | 0 | 0 | 0
[7 empty] | 0 | 0 | 0 | 0 | 0 | 0
[7 empty] | 0 | 0 | 0 | 0 | 0 | 0
[7 empty] | 0 | 0 | 0 | 0 | 0 | 0
[7 empty] | 0 | 0 | 0 | 0 | 0 | 0
[7 empty] | 0 | 0 | 0 | 0 | 0 | 0
[7 empty] | 0 | 0 | 0 | 0 | 0 | 0
[7 empty] | 0 | 0 | 0 | 0 | 0 | 0
[7 empty] | 0 | 0 | 0 | 0 | 0 | 0
[7 empty] | 0 | 0 | 0 | 0 | 0 | 0
[7 empty] | 0 | 0 | 0 | 0 | 0 | 0
[7 empty] | 0 | 0 | 0 | 0 | 0 | 0
[7 empty] | 0 | 0 | 0 | 0 | 0 | 0
[7 empty] | 0 | 0 | 0 | 0 | 0 | 0
[7 empty] | 0 | 0 | 0 | 0 | 0 | 0
[7 empty] | 0 | 0 | 0 | 0 | 0 | 0
[7 empty] | 0 | 0 | 0 | 0 | 0 | 0
[7 empty] | 0 | 0 | 0 | 0 | 0 | 0
[7 empty] | 0 | 0 | 0 | 0 | 0 | 0
[7 empty] | 0 | 0 | 0 | 0 | 0 | 0
[7 empty] | 0 | 0 | 0 | 0 | 0 | 0
[7 empty] | 0 | 0 | 0 | 0 | 0 | 0
[7 empty] | 0 | 0 | 0 | 0 | 0 | 0
[7 empty] | 0 | 0 | 0 | 0 | 0 | 0
[7 empty] | 0 | 0 | 0 | 0 | 0 | 0
[7 empty] | 0 | 0 | 0 | 0 | 0 | 0
[7 empty] | 0 | 0 | 0 | 0 | 0 | 0
[7 empty] | 0 | 0 | 0 | 0 | 0 | 0
[7 empty] | 0 | 0 | 0 | 0 | 0 | 0
[7 empty] | 0 | 0 | 0 | 0 | 0 | 0
[7 empty] | 0 | 0 | 0 | 0 | 0 | 0
[7 empty] | 0 | 0 | 0 | 0 | 0 | 0
[7 empty] | 0 | 0 | 0 | 0 | 0 | 0
[7 empty] | 0 | 0 | 0 | 0 | 0 | 0
[7 empty] | 0 | 0 | 0 | 0 | 0 | 0
[7 empty] | 0 | 0 | 0 | 0 | 0 | 0
[7 empty] | 0 | 0 | 0 | 0 | 0 | 0
[7 empty] | 0 | 0 | 0 | 0 | 0 | 0
[7 empty] | 0 | 0 | 0 | 0 | 0 | 0
[7 empty] | 0 | 0 | 0 | 0 | 0 | 0
[7 empty] | 0 | 0 | 0 | 0 | 0 | 0
[7 empty] | 0 | 0 | 0 | 0 | 0 | 0
[7 empty] | 0 | 0 | 0 | 0 | 0 | 0
[7 empty] | 0 | 0 | 0 | 0 | 0 | 0
[7 empty] | 0 | 0 | 0 | 0 | 0 | 0
[7 empty] | 0 | 0 | 0 | 0 | 0 | 0
[7 empty] | 0 | 0 | 0 | 0 | 0 | 0
[7 empty] | 0 | 0 | 0 | 0 | 0 | 0
[7 empty] | 0 | 0 | 0 | 0 | 0 | 0
[7 empty] | 0 | 0 | 0 | 0 | 0 | 0
[7 empty] | 0 | 0 | 0 | 0 | 0 | 0
[7 empty] | 0 | 0 | 0 | 0 | 0 | 0
[7 empty] | 0 | 0 | 0 | 0 | 0 | 0
[7 empty] | 0 | 0 | 0 | 0 | 0 | 0
[7 empty] | 0 | 0 | 0 | 0 | 0 | 0
[7 empty] | 0 | 0 | 0 | 0 | 0 | 0
[7 empty] | 0 | 0 | 0 | 0 | 0 | 0
[7 empty] | 0 | 0 | 0 | 0 | 0 | 0
[7 empty] | 0 | 0 | 0 | 0 | 0 | 0
[7 empty] | 0 | 0 | 0 | 0 | 0 | 0
[7 empty] | 0 | 0 | 0 | 0 | 0 | 0
[7 empty] | 0 | 0 | 0 | 0 | 0 | 0
[7 empty] | 0 | 0 | 0 | 0 | 0 | 0
[7 empty] | 0 | 0 | 0 | 0 | 0 | 0
[7 empty] | 0 | 0 | 0 | 0 | 0 | 0
[7 empty] | 0 | 0 | 0 | 0 | 0 | 0
[7 empty] | 0 | 0 | 0 | 0 | 0 | 0
[7 empty] | 0 | 0 | 0 | 0 | 0 | 0
[7 empty] | 0 | 0 | 0 | 0 | 0 | 0
[7 empty] | 0 | 0 | 0 | 0 | 0 | 0
[7 empty] | 0 | 0 | 0 | 0 | 0 | 0
[7 empty] | 0 | 0 | 0 | 0 | 0 | 0
[7 empty] | 0 | 0 | 0 | 0 | 0 | 0
[7 empty] | 0 | 0 | 0 | 0 | 0 | 0
[7 empty] | 0 | 0 | 0 | 0 | 0 | 0
[7 empty] | 0 | 0 | 0 | 0 | 0 | 0
[7 empty] | 0 | 0 | 0 | 0 | 0 | 0
[7 empty] | 0 | 0 | 0 | 0 | 0 | 0
[7 empty] | 0 | 0 | 0 | 0 | 0 | 0
[7 empty] | 0 | 0 | 0 | 0 | 0 | 0
[7 empty] | 0 | 0 | 0 | 0 | 0 | 0
[7 empty] | 0 | 0 | 0 | 0 | 0 | 0
[7 empty] | 0 | 0 | 0 | 0 | 0 | 0
[7 empty] | 0 | 0 | 0 | 0 | 0 | 0
[7 empty] | 0 | 0 | 0 | 0 | 0 | 0
[7 empty] | 0 | 0 | 0 | 0 | 0 | 0
[7 empty] | 0 | 0 | 0 | 0 | 0 | 0
[7 empty] | 0 | 0 | 0 | 0 | 0 | 0
[7 empty] | 0 | 0 | 0 | 0 | 0 | 0
[7 empty] | 0 | 0 | 0 | 0 | 0 | 0
[7 empty] | 0 | 0 | 0 | 0 | 0 | 0
[7 empty] | 0 | 0 | 0 | 0 | 0 | 0
[7 empty] | 0 | 0 | 0 | 0 | 0 | 0
[7 empty] | 0 | 0 | 0 | 0 | 0 | 0
[7 empty] | 0 | 0 | 0 | 0 | 0 | 0
[7 empty] | 0 | 0 | 0 | 0 | 0 | 0
[7 empty] | 0 | 0 | 0 | 0 | 0 | 0
[7 empty] | 0 | 0 | 0 | 0 | 0 | 0
[7 empty] | 0 | 0 | 0 | 0 | 0 | 0
[7 empty] | 0 | 0 | 0 | 0 | 0 | 0
[7 empty] | 0 | 0 | 0 | 0 | 0 | 0
[7 empty] | 0 | 0 | 0 | 0 | 0 | 0
[7 empty] | 0 | 0 | 0 | 0 | 0 | 0
[7 empty] | 0 | 0 | 0 | 0 | 0 | 0
[7 empty] | 0 | 0 | 0 | 0 | 0 | 0
[7 empty] | 0 | 0 | 0 | 0 | 0 | 0
[7 empty] | 0 | 0 | 0 | 0 | 0 | 0
[7 empty] | 0 | 0 | 0 | 0 | 0 | 0
[7 empty] | 0 | 0 | 0 | 0 | 0 | 0
[7 empty] | 0 | 0 | 0 | 0 | 0 | 0
[7 empty] | 0 | 0 | 0 | 0 | 0 | 0
[7 empty] | 0 | 0 | 0 | 0 | 0 | 0
[7 empty] | 0 | 0 | 0 | 0 | 0 | 0
[7 empty] | 0 | 0 | 0 | 0 | 0 | 0
[7 empty] | 0 | 0 | 0 | 0 | 0 | 0
[7 empty] | 0 | 0 | 0 | 0 | 0 | 0
[7 empty] | 0 | 0 | 0 | 0 | 0 | 0
[7 empty] | 0 | 0 | 0 | 0 | 0 | 0
[7 empty] | 0 | 0 | 0 | 0 | 0 | 0
[7 empty] | 0 | 0 | 0 | 0 | 0 | 0
[7 empty] | 0 | 0 | 0 | 0 | 0 | 0
[7 empty] | 0 | 0 | 0 | 0 | 0 | 0
[7 empty] | 0 | 0 | 0 | 0 | 0 | 0
[7 empty] | 0 | 0 | 0 | 0 | 0 | 0
[7 empty] | 0 | 0 | 0 | 0 | 0 | 0
[7 empty] | 0 | 0 | 0 | 0 | 0 | 0
[7 empty] | 0 | 0 | 0 | 0 | 0 | 0
[7 empty] | 0 | 0 | 0 | 0 | 0 | 0
[7 empty] | 0 | 0 | 0 | 0 | 0 | 0
[7 empty] | 0 | 0 | 0 | 0 | 0 | 0
[7 empty] | 0 | 0 | 0 | 0 | 0 | 0
[7 empty] | 0 | 0 | 0 | 0 | 0 | 0
[7 empty] | 0 | 0 | 0 | 0 | 0 | 0
[7 empty] | 0 | 0 | 0 | 0 | 0 | 0
[7 empty] | 0 | 0 | 0 | 0 | 0 | 0
[7 empty] | 0 | 0 | 0 | 0 | 0 | 0
[7 empty] | 0 | 0 | 0 | 0 | 0 | 0
[7 empty] | 0 | 0 | 0 | 0 | 0 | 0
[7 empty] | 0 | 0 | 0 | 0 | 0 | 0
[7 empty] | 0 | 0 | 0 | 0 | 0 | 0
[7 empty] | 0 | 0 | 0 | 0 | 0 | 0
[7 empty] | 0 | 0 | 0 | 0 | 0 | 0
[7 empty] | 0 | 0 | 0 | 0 | 0 | 0
[7 empty] | 0 | 0 | 0 | 0 | 0 | 0
[7 empty] | 0 | 0 | 0 | 0 | 0 | 0
[7 empty] | 0 | 0 | 0 | 0 | 0 | 0
[7 empty] | 0 | 0 | 0 | 0 | 0 | 0
[7 empty] | 0 | 0 | 0 | 0 | 0 | 0
[7 empty] | 0 | 0 | 0 | 0 | 0 | 0
[7 empty] | 0 | 0 | 0 | 0 | 0 | 0
[7 empty] | 0 | 0 | 0 | 0 | 0 | 0
[7 empty] | 0 | 0 | 0 | 0 | 0 | 0
[7 empty] | 0 | 0 | 0 | 0 | 0 | 0
[7 empty] | 0 | 0 | 0 | 0 | 0 | 0
[7 empty] | 0 | 0 | 0 | 0 | 0 | 0
[7 empty] | 0 | 0 | 0 | 0 | 0 | 0
[7 empty] | 0 | 0 | 0 | 0 | 0 | 0
[7 empty] | 0 | 0 | 0 | 0 | 0 | 0
[7 empty] | 0 | 0 | 0 | 0 | 0 | 0
[7 empty] | 0 | 0 | 0 | 0 | 0 | 0
[7 empty] | 0 | 0 | 0 | 0 | 0 | 0
[7 empty] | 0 | 0 | 0 | 0 | 0 | 0
[7 empty] | 0 | 0 | 0 | 0 | 0 | 0
[7 empty] | 0 | 0 | 0 | 0 | 0 | 0
[7 empty] | 0 | 0 | 0 | 0 | 0 | 0
[7 empty] | 0 | 0 | 0 | 0 | 0 | 0
[7 empty] | 0 | 0 | 0 | 0 | 0 | 0
[7 empty] | 0 | 0 | 0 | 0 | 0 | 0
[7 empty] | 0 | 0 | 0 | 0 | 0 | 0
[7 empty] | 0 | 0 | 0 | 0 | 0 | 0
[7 empty] | 0 | 0 | 0 | 0 | 0 | 0
[7 empty] | 0 | 0 | 0 | 0 | 0 | 0
[7 empty] | 0 | 0 | 0 | 0 | 0 | 0
[7 empty] | 0 | 0 | 0 | 0 | 0 | 0
[7 empty] | 0 | 0 | 0 | 0 | 0 | 0
[7 empty] | 0 | 0 | 0 | 0 | 0 | 0
[7 empty] | 0 | 0 | 0 | 0 | 0 | 0
[7 empty] | 0 | 0 | 0 | 0 | 0 | 0
[7 empty] | 0 | 0 | 0 | 0 | 0 | 0
[7 empty] | 0 | 0 | 0 | 0 | 0 | 0
[7 empty] | 0 | 0 | 0 | 0 | 0 | 0
[7 empty] | 0 | 0 | 0 | 0 | 0 | 0
[7 empty] | 0 | 0 | 0 | 0 | 0 | 0
[7 empty] | 0 | 0 | 0 | 0 | 0 | 0
[7 empty] | 0 | 0 | 0 | 0 | 0 | 0
[7 empty] | 0 | 0 | 0 | 0 | 0 | 0
[7 empty] | 0 | 0 | 0 | 0 | 0 | 0

## FDAS_ASENWARE
CATEGORY | TYPE | MODEL | ITEM DESCRIPTION | OTHER DESCRIPTION | INTL. | PURCHASE AMOUNT (VAT-EX) OLD PRICE DATED APRIL 2022 | UPDATED AMOUNT (VAT-EX) | OLD PURCHASE AMOUNT (VAT-EX) | Last Price Update Date | SRP (End-User) |  | DEALER's PRICE |  | CONTRACTOR's PRICE |  | REMARKS
[10 empty] | Small Volume (50% Mark-Up) | Big Volume (30% Mark-Up) | Small Volume (30% Mark-Up) | Big Volume (20% Mark-Up) | Small Volume (15% Mark-Up) | Big Volume (10% Mark-Up)
FIRE ALARM SYSTEM | CONVENTIONAL | GT-D611 / AW-D611 | STANDALONE BATTERY SMOKE DETECTOR |  | 3.8 | 190 | 364 | 450 | 2025-07-25 | 546 | 473.2 | 473.2 | 436.8 | 418.6 | 400.4 | SRP: 1,000.00
FIRE ALARM SYSTEM | CONVENTIONAL | AW-WB001 | WATERPROOF BOX 10x15x7cm |  | 15 | 750 | 1806 | 750 | 2025-07-25 | 2709 | 2347.8 | 2347.8 | 2167.2 | 2076.9 | 1986.6
FIRE ALARM SYSTEM | CONVENTIONAL | AW-CFP2166-1 | Conventional Fire Alarm Panel 1 Zone |  |  | 5648.5 | 6636 | 5972.4 | 2025-07-25 | 9954 | 8626.8 | 8626.8 | 7963.2 | 7631.4 | 7299.6
FIRE ALARM SYSTEM | CONVENTIONAL | AW-CFP2166-2C | Conventional Fire Alarm Panel 2 Zone - Plastic |  |  | 6649.5 | 7812 | 7030.8 | 2025-07-25 | 11718 | 10155.6 | 10155.6 | 9374.4 | 8983.8 | 8593.2
FIRE ALARM SYSTEM | CONVENTIONAL | AW-CFP2166-4C | Conventional Fire Alarm Panel 4 Zone - Plastic |  |  | 7722 | 9072 | 9072 | 2025-07-25 | 13608 | 11793.6 | 11793.6 | 10886.4 | 10432.8 | 9979.2
FIRE ALARM SYSTEM | CONVENTIONAL | AW-CFP2166-6C | Conventional Fire Alarm Panel 6 Zone - Plastic |  |  | 8222.5 | 9660 | 8694 | 2025-07-25 | 14490 | 12558 | 12558 | 11592 | 11109 | 10626
FIRE ALARM SYSTEM | CONVENTIONAL | AW-CFP2166-8C | Conventional Fire Alarm Panel 8 Zone - Plastic |  |  | 8723 | 10248 | 9223.2 | 2025-07-25 | 15372 | 13322.4 | 13322.4 | 12297.6 | 11785.2 | 11272.8
FIRE ALARM SYSTEM | CONVENTIONAL | AW-CFP2166-12 | Conventional Fire Alarm Panel 12 Zone |  |  | 15873 | 18648 | 16783.2 | 2025-07-25 | 27972 | 24242.4 | 24242.4 | 22377.6 | 21445.2 | 20512.8
[9 empty] | 2025-07-25 | 0 | 0 | 0 | 0 | 0 | 0
FIRE ALARM SYSTEM | CONVENTIONAL | AW-CFP2166-16 | Conventional Fire Alarm Panel 16 Zone |  |  | 18947.5 |  | 23800 | 2025-07-25 | 0 | 0 | 0 | 0 | 0 | 0
FIRE ALARM SYSTEM | CONVENTIONAL | AW-CFP2166-24 | Conventional Fire Alarm Panel 24 Zone |  |  | 30673.5 | 36036 | 32432.4 | 2025-07-25 | 54054 | 46846.8 | 46846.8 | 43243.2 | 41441.4 | 39639.6
FIRE ALARM SYSTEM | CONVENTIONAL | AW-CFP2166-28 | Conventional Fire Alarm Panel 28 Zone |  |  | 33748 | 39648 | 35683.2 | 2025-07-25 | 59472 | 51542.4 | 51542.4 | 47577.6 | 45595.2 | 43612.8
FIRE ALARM SYSTEM | CONVENTIONAL | AW-CFP2166-32 | Conventional Fire Alarm Panel 32 Zone |  |  | 36822.5 | 43260 | 38934 | 2025-07-25 | 64890 | 56238 | 56238 | 51912 | 49749 | 47586
FIRE ALARM SYSTEM | CONVENTIONAL | B122AH | 12V 2.3AH Lead Acid Battery |  |  | 1430 | 1680 | 1512 | 2025-07-25 | 2520 | 2184 | 2184 | 2016 | 1932 | 1848
FIRE ALARM SYSTEM | CONVENTIONAL | AW-CRP2166 | Conventional Repeater |  |  | 3575 | 5040 | 4536 | 2025-07-25 | 7560 | 6552 | 6552 | 6048 | 5796 | 5544
FIRE ALARM SYSTEM | CONVENTIONAL | AW-GSM100 | GSM Module |  |  | 5148 | 6048 | 5443.2 | 2025-07-25 | 9072 | 7862.4 | 7862.4 | 7257.6 | 6955.2 | 6652.8
FIRE ALARM SYSTEM | CONVENTIONAL | AW-CSD311 | Conventional Smoke Detector with base |  |  | 464.75 |  | 585 | 2025-07-25 | 0 | 0 | 0 | 0 | 0 | 0
FIRE ALARM SYSTEM | CONVENTIONAL | AW-CSD381 | Conventional Smoke Detector |  |  | 493.35 | 581 | 584.24 | 2025-07-25 | 871.5 | 755.3 | 755.3 | 697.2 | 668.15 | 639.1
FIRE ALARM SYSTEM | CONVENTIONAL | AW-CSD812 | Conventional Smoke Detector |  |  | 664.95 | DISCONTINUED | 644.49 | 2025-07-25 | #VALUE! | #VALUE! | #VALUE! | #VALUE! | #VALUE! | #VALUE!
FIRE ALARM SYSTEM | CONVENTIONAL | AW-CTD382 | Conventional Heat Detector |  |  | 493.35 | 581 | 579.6 | 2025-07-25 | 871.5 | 755.3 | 755.3 | 697.2 | 668.15 | 639.1
FIRE ALARM SYSTEM | CONVENTIONAL | AW-CTD321 | Conventional Heat Detector |  |  | 464.75 | 546 | 527.44 | 2025-07-25 | 819 | 709.8 | 709.8 | 655.2 | 627.9 | 600.6
FIRE ALARM SYSTEM | CONVENTIONAL | AW-CTD322 | Conventional Heat Detector |  |  | 257.4 | 308 | 272.16 | 2025-07-25 | 462 | 400.4 | 400.4 | 369.6 | 354.2 | 338.8
FIRE ALARM SYSTEM | CONVENTIONAL | AW-CSH831 | Conventional Smoke & Heat Detector |  |  | 564.85 | 784 | 597.24 | 2025-07-25 | 1176 | 1019.2 | 1019.2 | 940.8 | 901.6 | 862.4
FIRE ALARM SYSTEM | CONVENTIONAL | AW-CGD2166C | Conventional CO Detector |  |  | 678.25 | 1260 | 644.49 | 2025-07-25 | 1890 | 1638 | 1638 | 1512 | 1449 | 1386
FIRE ALARM SYSTEM | CONVENTIONAL | AW-SSD606D | Standalone Smoke Detector |  |  | 572 | 672 | 604.8 | 2025-07-25 | 1008 | 873.6 | 873.6 | 806.4 | 772.8 | 739.2
FIRE ALARM SYSTEM | CONVENTIONAL | AW-STD606D | Standalone Heat Detector |  |  | 679.25 | 798 | 718.2 | 2025-07-25 | 1197 | 1037.4 | 1037.4 | 957.6 | 917.7 | 877.8
FIRE ALARM SYSTEM | CONVENTIONAL | AW-SST606D | Standalone Smoke & Heat Detector |  |  | 715 | 840 | 756 | 2025-07-25 | 1260 | 1092 | 1092 | 1008 | 966 | 924
FIRE ALARM SYSTEM | CONVENTIONAL | AW-CGD2166 | Standalone Gas Detector |  |  | 893.75 | 1050 | 945 | 2025-07-25 | 1575 | 1365 | 1365 | 1260 | 1207.5 | 1155
FIRE ALARM SYSTEM | CONVENTIONAL |  | Solenoid Valve |  |  | 572 |  | 554.4 | 2025-07-25 | 0 | 0 | 0 | 0 | 0 | 0
FIRE ALARM SYSTEM | CONVENTIONAL | AW-D135-C | Conventional Manual Call Point |  |  | 411.16 | 483 | 550 | 2025-07-25 | 724.5 | 627.9 | 627.9 | 579.6 | 555.45 | 531.3
FIRE ALARM SYSTEM | CONVENTIONAL | AW-CMC2166-6 | Conventional Push Station |  |  | 700.7 | 826 | 740.88 | 2025-07-25 | 1239 | 1073.8 | 1073.8 | 991.2 | 949.9 | 908.6
FIRE ALARM SYSTEM | CONVENTIONAL | AW-CBL2166-6 | Conventional Fire Bell 6 Inches |  |  | 493.35 | 581 | 579.6 | 2025-07-25 | 871.5 | 755.3 | 755.3 | 697.2 | 668.15 | 639.1 | CRI
FIRE ALARM SYSTEM | CONVENTIONAL | AW-CBL2166-8 | Conventional Fire Bell 8 Inches |  |  | 643.5 | 903 | 808.92 | 2025-07-25 | 1354.5 | 1173.9 | 1173.9 | 1083.6 | 1038.45 | 993.3 | CRI
FIRE ALARM SYSTEM | CONVENTIONAL | AW-CBL2166-10 | Conventional Fire Bell 10 Inches |  |  | 801.7 | 966 | 777 | 2025-07-25 | 1449 | 1255.8 | 1255.8 | 1159.2 | 1110.9 | 1062.6 | CRI
FIRE ALARM SYSTEM | CONVENTIONAL | AW-CSS-2166-2 | Conventional Strobe Sounder |  |  | 564.85 | 665 | 641 | 2025-07-25 | 997.5 | 864.5 | 864.5 | 798 | 764.75 | 731.5 | CRI
FIRE ALARM SYSTEM | CONVENTIONAL | AW-D316 | Conventional Sounder Beacon |  |  | 1501.5 | 2037 | 1829.52 | 2025-07-25 | 3055.5 | 2648.1 | 2648.1 | 2444.4 | 2342.55 | 2240.7 | CRI
FIRE ALARM SYSTEM | CONVENTIONAL | AW-CFL2166 | Conventional Flash Light |  |  | 357.5 | 420 | 378 | 2025-07-25 | 630 | 546 | 546 | 504 | 483 | 462 | CRI
FIRE ALARM SYSTEM | CONVENTIONAL | AW-EL102 | Entrance LED Indicator |  |  | 257.4 | 308 | 249.48 | 2025-07-25 | 462 | 400.4 | 400.4 | 369.6 | 354.2 | 338.8 | CRI
FIRE ALARM SYSTEM | CONVENTIONAL | AW-BK901-100 | Beam Detector 100 meters |  |  | 13728 | 16128 | 14515.2 | 2025-07-25 | 24192 | 20966.4 | 20966.4 | 19353.6 | 18547.2 | 17740.8 | CRI
FIRE ALARM SYSTEM | CONVENTIONAL | AW-BK901CODER | Beam Smoke Detector Programmer |  |  | 10725 | 12600 | 11340 | 2025-07-25 | 18900 | 16380 | 16380 | 15120 | 14490 | 13860 | CRI
FIRE ALARM SYSTEM | ADDRESSABLE | AW-FP101 | Wireless & Wired Addressable Fire Control Panel 1 Loop |  |  | 35750 | 42000 | 37800 | 2025-07-25 | 63000 | 54600 | 54600 | 50400 | 48300 | 46200 | CRI
FIRE ALARM SYSTEM | ADDRESSABLE | AW-FP102 | Wireless & Wired Addressable Fire Control Panel 2 Loops |  |  | 41112.5 | 48300 | 43470 | 2025-07-25 | 72450 | 62790 | 62790 | 57960 | 55545 | 53130 | CRI
FIRE ALARM SYSTEM | ADDRESSABLE | AW-FP103 | Wireless & Wired Addressable Fire Control Panel 3 Loops |  |  | 66495 | 78120 | 70308 | 2025-07-25 | 117180 | 101556 | 101556 | 93744 | 89838 | 85932 | CRI
FIRE ALARM SYSTEM | ADDRESSABLE | AW-FP104 | Wireless & Wired Addressable Fire Control Panel 4 Loops |  |  | 71500 | 84000 | 75600 | 2025-07-25 | 126000 | 109200 | 109200 | 100800 | 96600 | 92400 | CRI
FIRE ALARM SYSTEM | ADDRESSABLE | AW-FP105 | Wireless & Wired Addressable Fire Control Panel 5 Loops |  |  | 77220 | 90720 | 81648 | 2025-07-25 | 136080 | 117936 | 117936 | 108864 | 104328 | 99792 | CRI
FIRE ALARM SYSTEM | ADDRESSABLE | AW-FP106 | Wireless & Wired Addressable Fire Control Panel 6 Loops |  |  | 82225 | 96600 | 86940 | 2025-07-25 | 144900 | 125580 | 125580 | 115920 | 111090 | 106260 | CRI
FIRE ALARM SYSTEM | ADDRESSABLE | AW-FP107 | Wireless & Wired Addressable Fire Control Panel 7 Loops |  |  | 87230 | 102480 | 92232 | 2025-07-25 | 153720 | 133224 | 133224 | 122976 | 117852 | 112728 | CRI
FIRE ALARM SYSTEM | ADDRESSABLE | AW-FP108 | Wireless & Wired Addressable Fire Control Panel 8 Loops |  |  | 92235 | 108360 | 97524 | 2025-07-25 | 162540 | 140868 | 140868 | 130032 | 124614 | 119196 | CRI
FIRE ALARM SYSTEM | ADDRESSABLE | AW-FP100PR | Printer |  |  | 7722 | 9072 | 8164.8 | 2025-07-25 | 13608 | 11793.6 | 11793.6 | 10886.4 | 10432.8 | 9979.2 | CRI
FIRE ALARM SYSTEM | ADDRESSABLE | AW-FP100IP | Communication Card |  |  | 16874 | 19824 | 17841.6 | 2025-07-25 | 29736 | 25771.2 | 25771.2 | 23788.8 | 22797.6 | 21806.4 | CRI
FIRE ALARM SYSTEM | ADDRESSABLE | AW-FP100GSM | GSM Communication Card |  |  | 3575 | 4200 | 3780 | 2025-07-25 | 6300 | 5460 | 5460 | 5040 | 4830 | 4620 | CRI
FIRE ALARM SYSTEM | ADDRESSABLE | AW-FP100GM | Graphic Monitoring Software |  |  | 46475 | 24360 | 45045 | 2025-07-25 | 36540 | 31668 | 31668 | 29232 | 28014 | 26796 | CRI
FIRE ALARM SYSTEM | ADDRESSABLE |  | Additional User License |  |  | 12870 |  | 12474 | 2025-07-25 | 0 | 0 | 0 | 0 | 0 | 0 | CRI
FIRE ALARM SYSTEM | ADDRESSABLE |  | Cloud Monitoring Software per Panel |  |  | 10367.5 |  | 10048.5 | 2025-07-25 | 0 | 0 | 0 | 0 | 0 | 0 | CRI
FIRE ALARM SYSTEM | ADDRESSABLE | AW-B12052 | 12V5AH (1-2 Loops) |  |  | 1859 | 2184 | 1965.6 | 2025-07-25 | 3276 | 2839.2 | 2839.2 | 2620.8 | 2511.6 | 2402.4 | CRI
FIRE ALARM SYSTEM | ADDRESSABLE | AW-B12172 | 12V17AH (3-8 Loops) |  |  | 8437 | 9912 | 8920.8 | 2025-07-25 | 14868 | 12885.6 | 12885.6 | 11894.4 | 11398.8 | 10903.2 | CRI
FIRE ALARM SYSTEM | ADDRESSABLE | AW-D101 | Addressable Smoke Detector w/ base |  |  | 1179.75 | 1386 | 1287 | 2025-07-25 | 2079 | 1801.8 | 1801.8 | 1663.2 | 1593.9 | 1524.6 | CRI
FIRE ALARM SYSTEM | ADDRESSABLE | AW-D102 | Addressable Heat Detector w/base |  |  | 1179.75 | 1386 | 1247.4 | 2025-07-25 | 2079 | 1801.8 | 1801.8 | 1663.2 | 1593.9 | 1524.6 | CRI
FIRE ALARM SYSTEM | ADDRESSABLE | AW-D103 | Addressable Smoke and Heat Detector w/base |  |  | 1487.2 |  | 1572.48 | 2025-07-25 | 0 | 0 | 0 | 0 | 0 | 0 | CRI
FIRE ALARM SYSTEM | ADDRESSABLE | AW-D105 | Addressable Manual Call Point Resetable with Key |  |  | 1487.2 |  | 1572.48 | 2025-07-25 | 0 | 0 | 0 | 0 | 0 | 0 | CRI
FIRE ALARM SYSTEM | ADDRESSABLE | AW-D106 | Addressable Strobe Sounder |  |  | 1687.4 | 1988 | 1784.16 | 2025-07-25 | 2982 | 2584.4 | 2584.4 | 2385.6 | 2286.2 | 2186.8 | CRI
FIRE ALARM SYSTEM | ADDRESSABLE | AW-SSD606A | Wireless Smoke Detector |  |  | 1537.25 |  | 1625.4 | 2025-07-25 | 0 | 0 | 0 | 0 | 0 | 0 | CRI
FIRE ALARM SYSTEM | ADDRESSABLE | AW-STD606A | Wireless Heat Detector ₱ |  |  | 1644.5 |  | 1625.4 | 2025-07-25 | 0 | 0 | 0 | 0 | 0 | 0 | CRI
FIRE ALARM SYSTEM | ADDRESSABLE | AW-SST606A | Wireless Smoke & Heat Detector |  |  | 1644.5 |  | 1738.8 | 2025-07-25 | 0 | 0 | 0 | 0 | 0 | 0 | CRI
FIRE ALARM SYSTEM | ADDRESSABLE | AW-D105A | Wireless Strobe Sounder |  |  | 1603.39 |  | 1554.05 | 2025-07-25 | 0 | 0 | 0 | 0 | 0 | 0 | CRI
FIRE ALARM SYSTEM | ADDRESSABLE | AW-D106A | Wireless Manual Call Point |  |  | 1787.5 | 1988 | 1890 | 2025-07-25 | 2982 | 2584.4 | 2584.4 | 2385.6 | 2286.2 | 2186.8 | CRI
FIRE ALARM SYSTEM | ADDRESSABLE | AW-D109 | Addressable Fire Bell 6 Inches |  |  | 2323.75 | 2730 | 2457 | 2025-07-25 | 4095 | 3549 | 3549 | 3276 | 3139.5 | 3003 | CRI
FIRE ALARM SYSTEM | ADDRESSABLE | AW-D110 | Addressable Monitor Module |  |  | 1608.75 | 1890 | 1701 | 2025-07-25 | 2835 | 2457 | 2457 | 2268 | 2173.5 | 2079 | CRI
FIRE ALARM SYSTEM | ADDRESSABLE | AW-D111 | Addressable Supervisory Module |  |  | 1608.75 | 1890 | 1701 | 2025-07-25 | 2835 | 2457 | 2457 | 2268 | 2173.5 | 2079 | CRI
FIRE ALARM SYSTEM | ADDRESSABLE | AW-D112 | Addressable Control Module |  |  | 2109.25 | 2478 | 2230.2 | 2025-07-25 | 3717 | 3221.4 | 3221.4 | 2973.6 | 2849.7 | 2725.8 | CRI
FIRE ALARM SYSTEM | ADDRESSABLE | AW-D113 | Addressable Relay Module |  |  | 2202.2 |  | 2328.48 | 2025-07-25 | 0 | 0 | 0 | 0 | 0 | 0 | CRI
FIRE ALARM SYSTEM | ADDRESSABLE | AW-D114 | Isolator Module |  |  | 1312.74 | 1512 | 1360.8 | 2025-07-25 | 2268 | 1965.6 | 1965.6 | 1814.4 | 1738.8 | 1663.2 | CRI
FIRE ALARM SYSTEM | ADDRESSABLE | AW-D116 | Addressable Annunciator |  |  | 15372.5 | 18060 | 16254 | 2025-07-25 | 27090 | 23478 | 23478 | 21672 | 20769 | 19866 | CRI
FIRE ALARM SYSTEM | ADDRESSABLE | AW-D117 | Addressable Annunciator LED Main Board |  |  | 5720 | 6720 | 6048 | 2025-07-25 | 10080 | 8736 | 8736 | 8064 | 7728 | 7392 | CRI
FIRE ALARM SYSTEM | ADDRESSABLE | AW-D118 | Addressable Annunciator LED Extension Board |  |  | 3575 | 4200 | 3780 | 2025-07-25 | 6300 | 5460 | 5460 | 5040 | 4830 | 4620 | CRI
FIRE ALARM SYSTEM | ADDRESSABLE | AW-D119 | Addressable input and output module |  |  | 2574 | 1890 | 2721.6 | 2025-07-25 | 2835 | 2457 | 2457 | 2268 | 2173.5 | 2079 | CRI
FIRE ALARM SYSTEM | ADDRESSABLE | AW-D120 | Addressable Strobe Sounder Base sounder base |  |  | 1608.75 | 1890 | 1701 | 2025-07-25 | 2835 | 2457 | 2457 | 2268 | 2173.5 | 2079 | CRI
FIRE ALARM SYSTEM | ADDRESSABLE | AW-D121 | Addressable Power Transmitter |  |  | 16087.5 | 18900 | 17010 | 2025-07-25 | 28350 | 24570 | 24570 | 22680 | 21735 | 20790 | CRI
LCPB FIRE ALARM SYSTEM | ADDRESSABLE | AW-PR101 | Programmer |  |  | 5720 | 6720 | 6048 | 2025-07-25 | 10080 | 8736 | 8736 | 8064 | 7728 | 7392 | CRI
LCPB FIRE ALARM SYSTEM | ADDRESSABLE | AW-FP300 | Addressable Fire Alarm Control Panel (LPCB) |  |  | 42900 | 37464 | 31752 | 2025-07-25 | 56196 | 48703.2 | 48703.2 | 44956.8 | 43083.6 | 41210.4 | CRI
LCPB FIRE ALARM SYSTEM | ADDRESSABLE | AW-FP300LC | Loop Card |  |  | 7150 | 10164 | 7560 | 2025-07-25 | 15246 | 13213.2 | 13213.2 | 12196.8 | 11688.6 | 11180.4 | CRI
LCPB FIRE ALARM SYSTEM | ADDRESSABLE | AW-D301 | Addressable Smoke Detector (LPCB) |  |  | 1287 | 1386 | 1247.4 | 2025-07-25 | 2079 | 1801.8 | 1801.8 | 1663.2 | 1593.9 | 1524.6 | CRI
LCPB FIRE ALARM SYSTEM | ADDRESSABLE | AW-D302 | Addressable Heat Detector (LPCB) |  |  | 1287 | 1386 | 1247.4 | 2025-07-25 | 2079 | 1801.8 | 1801.8 | 1663.2 | 1593.9 | 1524.6 | CRI
LCPB FIRE ALARM SYSTEM | ADDRESSABLE | AW-D303 | Addressable Smoke and Heat Detector (LPCB) |  |  | 1501.5 | 1764 | 1587.6 | 2025-07-25 | 2646 | 2293.2 | 2293.2 | 2116.8 | 2028.6 | 1940.4 | CRI
LCPB FIRE ALARM SYSTEM | ADDRESSABLE | AW-D305 | Addressable Manual Call Point (LPCB) |  |  | 1501.5 | 1764 | 1587.6 | 2025-07-25 | 2646 | 2293.2 | 2293.2 | 2116.8 | 2028.6 | 1940.4 | CRI
LCPB FIRE ALARM SYSTEM | ADDRESSABLE | AW-D306 | Addressable Sounder Beacon (LPCB) |  |  | 2145 | 2520 | 2268 | 2025-07-25 | 3780 | 3276 | 3276 | 3024 | 2898 | 2772 | CRI
LCPB FIRE ALARM SYSTEM | ADDRESSABLE | AW-D307 | Addressable Strobe Sounder Base (LPCB) sounder base |  |  | 1608.75 | 1722 | 1701 | 2025-07-25 | 2583 | 2238.6 | 2238.6 | 2066.4 | 1980.3 | 1894.2 | CRI
LCPB FIRE ALARM SYSTEM | ADDRESSABLE | AW-D314 | Loop Isolator (LPCB) |  |  | 1501.5 | 1764 | 1587.6 | 2025-07-25 | 2646 | 2293.2 | 2293.2 | 2116.8 | 2028.6 | 1940.4 | CRI
LCPB FIRE ALARM SYSTEM | ADDRESSABLE | AW-D315 | Addressable LPG Detector |  |  | 1930.5 | 2268 | 2041.2 | 2025-07-25 | 3402 | 2948.4 | 2948.4 | 2721.6 | 2608.2 | 2494.8 | CRI
LCPB FIRE ALARM SYSTEM | ADDRESSABLE | AW-D316 | Conventional Sounder Beacon (LPCB) |  |  | 1501.5 | 2037 | 1829.52 | 2025-07-25 | 3055.5 | 2648.1 | 2648.1 | 2444.4 | 2342.55 | 2240.7 | CRI
LCPB FIRE ALARM SYSTEM | ADDRESSABLE | AW-D319 | Addressable Input Output Module |  |  | 2109.25 | 2478 | 2230.2 | 2025-07-25 | 3717 | 3221.4 | 3221.4 | 2973.6 | 2849.7 | 2725.8 | CRI
LCPB FIRE ALARM SYSTEM | ADDRESSABLE | AW-RP2188 | Repeater |  |  | 15372.5 | 18060 | 16254 | 2025-07-25 | 27090 | 23478 | 23478 | 21672 | 20769 | 19866 | CRI
LCPB FIRE ALARM SYSTEM | ADDRESSABLE | AW-CODER2188 | Programmer |  |  | 6578 | 7728 | 6955.2 | 2025-07-25 | 11592 | 10046.4 | 10046.4 | 9273.6 | 8887.2 | 8500.8 | CRI
LCPB FIRE ALARM SYSTEM | ADDRESSABLE | AW-CRT9000 | Graphic Monitoring Computer |  |  | 185185 |  | 179487 | 2025-07-25 | 0 | 0 | 0 | 0 | 0 | 0 | CRI
FIRE TELEPHONE SYSTEM | ADDRESSABLE | AW-FT599 | Addressable Fire Telephone Panel |  |  | 40397.5 | 47460 | 42714 | 2025-07-25 | 71190 | 61698 | 61698 | 56952 | 54579 | 52206 | CRI
FIRE TELEPHONE SYSTEM | ADDRESSABLE | AW-D501 | Addressable Fire Telephone Jack |  |  | 2145 | 2520 | 2268 | 2025-07-25 | 3780 | 3276 | 3276 | 3024 | 2898 | 2772 | CRI
FIRE TELEPHONE SYSTEM | ADDRESSABLE | AW-D502 | Conventional Fire Telephone Handset |  |  | 1072.5 | 1260 | 1134 | 2025-07-25 | 1890 | 1638 | 1638 | 1512 | 1449 | 1386 | CRI
FIRE TELEPHONE SYSTEM | ADDRESSABLE | AW-D504 | Conventional Fire Telephone Jack |  |  | 464.75 | 728 | 491.4 | 2025-07-25 | 1092 | 946.4 | 946.4 | 873.6 | 837.2 | 800.8 | CRI
FIRE TELEPHONE SYSTEM | ADDRESSABLE | AW-D505 | Addressable Fire Telephone Handset |  |  | 2917.2 | 3430 | 3084.48 | 2025-07-25 | 5145 | 4459 | 4459 | 4116 | 3944.5 | 3773 | CRI
VOICE EVACUATION SYSTEM |  | AW-VP350 | Voice Evacuation Control Panel |  |  | 50765 | 59640 | 53676 | 2025-07-25 | 89460 | 77532 | 77532 | 71568 | 68586 | 65604 | CRI
VOICE EVACUATION SYSTEM |  | AW-SP01 | Small Ceiling Speaker |  |  | 679.25 | 462 | 718.2 | 2025-07-25 | 693 | 600.6 | 600.6 | 554.4 | 531.3 | 508.2 | CRI
VOICE EVACUATION SYSTEM |  | AW-SP02 | Big Ceiling Speaker |  |  | 822.25 | 560 | 869.4 | 2025-07-25 | 840 | 728 | 728 | 672 | 644 | 616 | CRI
VOICE EVACUATION SYSTEM |  | AW-SP03 | Wall Mounted Speaker |  |  | 1108.25 | 798 | 1171.8 | 2025-07-25 | 1197 | 1037.4 | 1037.4 | 957.6 | 917.7 | 877.8 | CRI
VOICE EVACUATION SYSTEM |  | AW-SP04 | 15W Water Proof Speaker |  |  | 2574 | 2772 | 2721.6 | 2025-07-25 | 4158 | 3603.6 | 3603.6 | 3326.4 | 3187.8 | 3049.2 | CRI
VOICE EVACUATION SYSTEM |  | AW-SP05 | 30W Water Proof Speaker |  |  | 3575 | 4200 | 3780 | 2025-07-25 | 6300 | 5460 | 5460 | 5040 | 4830 | 4620 | CRI
EXPLOSION PROOF SERIES |  | AW-FD701E-UV | UV Explosion-Proof Ultraviolet Flame Detector |  |  | 15372.5 | 20580 | 14899.5 | 2025-07-25 | 30870 | 26754 | 26754 | 24696 | 23667 | 22638 | CRI
EXPLOSION PROOF SERIES |  | AW-FD702E-IR2 | Explosion-Proof Infrared Flame Detector |  |  | 22022 |  | 21344.4 | 2025-07-25 | 0 | 0 | 0 | 0 | 0 | 0 | CRI
EXPLOSION PROOF SERIES |  | AW-FD703E-UVIR2 | UVIR2 Explosion-Proof Ultraviolet & Infrared Combined Flame Detector |  |  | 38824.5 | 33600 | 37629.9 | 2025-07-25 | 50400 | 43680 | 43680 | 40320 | 38640 | 36960 | CRI
EXPLOSION PROOF SERIES |  | AW-FPC2X2.5 | Fire Proof Cable 2.50 sqmm |  |  | 6077.5 |  | 5890.5 | 2025-07-25 | 0 | 0 | 0 | 0 | 0 | 0 | CRI
EXPLOSION PROOF SERIES |  | AW-FPC2X1.5 | Fire Proof Cable 1.25 sqmm |  |  | 4187.95 |  | 4059.09 | 2025-07-25 | 0 | 0 | 0 | 0 | 0 | 0 | CRI
EXPLOSION PROOF SERIES |  | AW-EXM101 | Explosion-Proof Fire Hydrant Button/Manual Call Point |  |  | 4004 |  | 3880.8 | 2025-07-25 | 0 | 0 | 0 | 0 | 0 | 0 | CRI
EXPLOSION PROOF SERIES |  | AW-EXM102 | Explosion-Proof Emergency Start/Stop-Action Button |  |  | 16038 |  | 7484.4 | 2025-07-25 | 0 | 0 | 0 | 0 | 0 | 0 | CRI
EXPLOSION PROOF SERIES |  | AW-EXM103 | Explosion Proof Safety Barrier |  |  | 4647.5 |  | 4504.5 | 2025-07-25 | 0 | 0 | 0 | 0 | 0 | 0 | CRI
EXPLOSION PROOF SERIES |  | AW-EXS101 | Explosion Proof Fire Strobe |  |  | 6721 |  | 6514.2 | 2025-07-25 | 0 | 0 | 0 | 0 | 0 | 0 | CRI
EXPLOSION PROOF SERIES |  | AW-EXS102 | Explosion Weather Proof Strobe Sounder |  |  | 10725 |  | 10395 | 2025-07-25 | 0 | 0 | 0 | 0 | 0 | 0 | CRI
EXPLOSION PROOF SERIES |  | AW-EXD101 | Explosion Proof Optical Smoke Detector |  |  | 5005 |  | 4851 | 2025-07-25 | 0 | 0 | 0 | 0 | 0 | 0 | CRI
EXPLOSION PROOF SERIES |  | AW-EXD102 | Explosion Proof Heat Detector |  |  | 5005 |  | 4851 | 2025-07-25 | 0 | 0 | 0 | 0 | 0 | 0 | CRI
EXPLOSION PROOF SERIES |  | AW-EXD103 | Explosion Proof Smoke and Heat Combind Detector |  |  | 5720 |  | 5544 | 2025-07-25 | 0 | 0 | 0 | 0 | 0 | 0 | CRI
EXPLOSION PROOF SERIES |  | AW-EXD104 | Explosion Proof Gas Detector |  |  | 10456.88 |  | 10135.13 | 2025-07-25 | 0 | 0 | 0 | 0 | 0 | 0 | CRI
GAS SUPRESSION SYSTEM |  | AW-GEC2159 | Automatic Fire Extinguisher Control Panel |  |  | 19868.06 |  | 21546 | 2025-07-25 | 0 | 0 | 0 | 0 | 0 | 0 | CRI
GAS SUPRESSION SYSTEM |  | AW-MS2158 | Maintenance Switch |  |  | 2073.5 |  | 2009.7 | 2025-07-25 | 0 | 0 | 0 | 0 | 0 | 0 | CRI
GAS SUPRESSION SYSTEM |  | AW-GD201 | Manual Release Station |  |  | 1394.25 | 1638 | 1474.2 | 2025-07-25 | 2457 | 2129.4 | 2129.4 | 1965.6 | 1883.7 | 1801.8 | CRI
GAS SUPRESSION SYSTEM |  | AW-GD202 | Abort Switch |  |  | 1394.25 | 1638 | 1474.2 | 2025-07-25 | 2457 | 2129.4 | 2129.4 | 1965.6 | 1883.7 | 1801.8 | CRI
GAS SUPRESSION SYSTEM |  | AW-GRS2158 | Gas Release Warning Signage |  |  | 2073.5 | 2436 | 2192.4 | 2025-07-25 | 3654 | 3166.8 | 3166.8 | 2923.2 | 2801.4 | 2679.6 | CRI
Wireless Conventional Fire Alarm System |  | AW-CFP21662W | 2 zone Wireless Conventional fire alarm panel | EXCLUSIVE OF FREIGHT SHIPPING, PLS ADD | 188.6 | 11316 |  |  | 2025-07-25 | 0 | 0 | 0 | 0 | 0 | 0 | ASEWARE INTERNATIONAL
Wireless Conventional Fire Alarm System |  | AW-CFP21664W | 4 zone Wireless Conventional fire alarm panel |  | 203.6 | 0 |  |  | 2025-07-25 | 0 | 0 | 0 | 0 | 0 | 0 | ASEWARE INTERNATIONAL
Wireless Conventional Fire Alarm System |  | AW-D106A | Addressablel strobe sounder with Wireless transmitter |  | 25 | 0 | 2100 |  | 2025-07-25 | 3150 | 2730 | 2730 | 2520 | 2415 | 2310 | ASEWARE INTERNATIONAL
Wireless Conventional Fire Alarm System |  | AW-D135W | Wireless Addressable manual call point |  | 23 | 0 | 1932 |  | 2025-07-25 | 2898 | 2511.6 | 2511.6 | 2318.4 | 2221.8 | 2125.2 | ASEWARE INTERNATIONAL
Wireless Conventional Fire Alarm System |  | AW-STD606A | Wireless Battery Heat Detector |  | 21.5 | 0 |  |  | 2025-07-25 | 0 | 0 | 0 | 0 | 0 | 0 | ASEWARE INTERNATIONAL
Wireless Conventional Fire Alarm System |  | AW-SSD606A | Wireless Battery Smoke Detector |  | 21.5 | 0 |  |  | 2025-07-25 | 0 | 0 | 0 | 0 | 0 | 0 | ASEWARE INTERNATIONAL
Wireless Conventional Fire Alarm System |  | AW-SST606A | Wireless Battery Smoke and Heat Detector |  | 23 | 0 |  |  | 2025-07-25 | 0 | 0 | 0 | 0 | 0 | 0 | ASEWARE INTERNATIONAL
Wireless Conventional Fire Alarm System |  | AW-PR101 | Addressable Programmer |  | 92 | 0 |  |  | 2025-07-25 | 0 | 0 | 0 | 0 | 0 | 0 | ASEWARE INTERNATIONAL

## FDAS_GST
FF | TYPE | MODEL | ITEM NAME (NO BATTERY INCLUDED, UNLESS STATED) | OTHER DESCRIPTION | UPDATED AMOUNT (vat ex) | PURCHASE AMOUNT (vat ex) | Last Price Update Date | SRP (End-User) |  | DEALER's PRICE |  | CONTRACTOR's PRICE |  | REMARKS
[8 empty] | Small Volume (50% Mark-Up) | Big Volume (30% Mark-Up) | Small Volume (30% Mark-Up) | Big Volume (20% Mark-Up) | Small Volume (15% Mark-Up) | Big Volume (10% Mark-Up)
INTELLIGENT CONTROL PANEL | EN | GST100 | INTELLIGENT FIRE ALARM PANEL | SINGLE LOOP PANEL WITH CAPACITY OF 128 ADDRESSABLE DEVICES, 8 ZONE, BUILT-IN PRINTER, 2 BELL CIRCUIT, INTEGRATED PSU WITH BATTERY CHARGER, EXCLUDING BATTERIES. | 43250 | 43250 | 2025-10-14 | 64875 | 56225 | 56225 | 51900 | 49737.5 | 47575
INTELLIGENT CONTROL PANEL | EN | P-9943 | NETWORK CARD | RS485 NETWORK CARD FOR GST100, SERIAL CONNECTION, 1200 METERS NETWORK RANGE, | 8800 | 8800 | 2025-10-14 | 13200 | 11440 | 11440 | 10560 | 10120 | 9680
INTELLIGENT CONTROL PANEL | EN | GST200N-1 | INTELLIGENT FIRE ALARM CONTROL PANEL | SINGLE LOOP WITH CAPACITY OF 235 DEVICES. FLUSH-MOUNT NEW STRUCTURE. 30 ZONES, INTEGRATED WIDE RANGE PSU (100-240V) WITH BATTERY CHARGER, EXCLUDING BATTERIES (CERTIFIED BY LPCB) | 70500 | 70500 | 2025-10-14 | 105750 | 91650 | 91650 | 84600 | 81075 | 77550
INTELLIGENT CONTROL PANEL | EN | GST200N-2 | INTELLIGENT FIRE ALARM CONTROL PANEL | TWO LOOPS WITH CAPACITY OF 477 DEVICES. FLUSH-MOUNT NEW STRUCTURE. 30 ZONES, INTEGRATED WIDE RANGE PSU (100-240V) WITH BATTERY CHARGER, EXCLUDING BATTERIES (CERTIFIED BY LPCB) | 96000 | 96000 | 2025-10-14 | 144000 | 124800 | 124800 | 115200 | 110400 | 105600
INTELLIGENT CONTROL PANEL | EN | LC200 | SINGLE LOOP CARD | SINGLE LOOP CARD FOR GST200 SERIES, CAPACITY OF 242 DEVICES | 26000 | 26000 | 2025-10-14 | 39000 | 33800 | 33800 | 31200 | 29900 | 28600
INTELLIGENT CONTROL PANEL | EN | P-9901A | MICRO PRINTER | PANEL PRINTER FOR GST200 SERIES | 19500 | 19500 | 2025-10-14 | 29250 | 25350 | 25350 | 23400 | 22425 | 21450
INTELLIGENT CONTROL PANEL | EN | P-9905 | PRINTER INTERFACE | INTERFACING WITH EXTERNAL USB PRINTER FOR GST200 SERIES | 19550 | 19500 | 2025-10-14 | 29325 | 25415 | 25415 | 23460 | 22482.5 | 21505
INTELLIGENT CONTROL PANEL | EN | P-9930 | COMMUNICATION CARD | COMPATIBLE WITH USB PORT AND SERIAL PORT, RS232 COMMUNICATION BOARD OF GST200 SERIES, FOR SYSTEM COMMISSIONING AND GMC CONNECTION | 7000 | 7000 | 2025-10-14 | 10500 | 9100 | 9100 | 8400 | 8050 | 7700
INTELLIGENT CONTROL PANEL | EN | P-9930ModBus | MODBUS COMMUNICATION CARD | MODBUS COMMUNICATION CARD FOR INTEGRATING GST200 SERIES PANEL INTO BMS SYSTEM IN RS232 | 9100 | 9100 | 2025-10-14 | 13650 | 11830 | 11830 | 10920 | 10465 | 10010
INTELLIGENT CONTROL PANEL | EN | P-9940A | CLASS A RS485 NETWORK CARD | RS485 NETWORK CARD FOR GST200 SERIES PANEL AND GST-NRP00, MAXIMUM 1200 METERS, CLASS A CONNECTION | 15500 | 15500 | 2025-10-14 | 23250 | 20150 | 20150 | 18600 | 17825 | 17050
INTELLIGENT CONTROL PANEL | EN | P-9960 | CLASS B CAN NETWORK CARD | CAN NETWORK CARD FOR GST200 SERIES PANEL , MAXIMUM 3000 METERS, 110 PANELS WITHIN EACH BRANCH | 21000 | 21000 | 2025-10-14 | 31500 | 27300 | 27300 | 25200 | 24150 | 23100
INTELLIGENT CONTROL PANEL | EN | P-9960A | CLASS A CAN NETWORK CARD | CAN NETWORK CARD FOR GST200 SERIES PANEL, MAXIMUM 3000 METERS, CLASS A CONNECTION | 21000 | 21000 | 2025-10-14 | 31500 | 27300 | 27300 | 25200 | 24150 | 23100
INTELLIGENT CONTROL PANEL | EN | GST-IFP8 | CLASS A CAN NETWORK CARD | MODULARIZED 8 LOOP WITH CAPACITY OF 1936 DEVICES. FLUSH-MOUNT NEW STRUCTURE. 140 ZONE, 2 BELL CIRCUIT, BUILT-IN PRINTER, INTEGRATED PSU WITH BATTERY CHARGER, EXCLUDING BATTERIES, 1 LOOP CARD CONFIGURED AS STANDARD(2 LOOPS) (CERTIFIED BY LPCB) | 225000 | 225000 | 2025-10-14 | 337500 | 292500 | 292500 | 270000 | 258750 | 247500
INTELLIGENT CONTROL PANEL | EN | GST-IFP8SG | CLASS A CAN NETWORK CARD | MODULARIZED 8 LOOP WITH CAPACITY OF 1936 DEVICES. FLUSH-MOUNT NEW STRUCTURE. 140 ZONE, 2 BELL CIRCUIT, BUILT-IN PRINTER, INTEGRATED PSU WITH BATTERY CHARGER, EXCLUDING BATTERIES, 1 LOOP CARD CONFIGURED AS STANDARD(2 LOOPS) (CERTIFIED BY LPCB) | 225000 | 225000 | 2025-10-14 | 337500 | 292500 | 292500 | 270000 | 258750 | 247500
INTELLIGENT CONTROL PANEL | EN | LCIFP8 | DUAL LOOP CARD | DUAL LOOP CARD FOR GST-IFP8, CAPACITY OF 484 DEVICES | 54600 | 54600 | 2025-10-14 | 81900 | 70980 | 70980 | 65520 | 62790 | 60060
INTELLIGENT CONTROL PANEL | EN | P-9904 | PRINTER INTERFACE | INTERFACING WITH EXTERNAL USB PRINTER, FOR GST-IFP8 | 19500 | 19500 | 2025-10-14 | 29250 | 25350 | 25350 | 23400 | 22425 | 21450
INTELLIGENT CONTROL PANEL | EN | P-9935 | COMMUNICATION CARD | COMPATIBLE WITH USB PORT AND SERIAL PORT, RS232 COMMUNICATION BOARD OF GST-IFP8, FOR SYSTEM COMMISSIONING AND GMC CONNECTION | 19050 | 19050 | 2025-10-14 | 28575 | 24765 | 24765 | 22860 | 21907.5 | 20955
INTELLIGENT CONTROL PANEL | EN | P-9935ModBus | RS232 MODBUS COMMUNICATION CARD | MODBUS COMMUNICATION CARD FOR INTEGRATING GST-IFP8 PANEL INTO BMS SYSTEM IN RS232 | 29500 | 29500 | 2025-10-14 | 44250 | 38350 | 38350 | 35400 | 33925 | 32450
INTELLIGENT CONTROL PANEL | EN | P-9945A | LOOP NETWORK CARD | RS485 NETWORK CARD FOR GST-IFP8 TO CONNECT WITH GST CONTROL PANELS OR GST-NRP01, CLASS A CONNECTION, 1500 METRES BETWEEN PANELS | 23000 | 23000 | 2025-10-14 | 34500 | 29900 | 29900 | 27600 | 26450 | 25300
INTELLIGENT CONTROL PANEL | EN | P-9965 | CLASS B CAN NETWORK CARD | CAN NETWORK CARD FOR GST-IFP8, MAXIMUM 3000 METERS, 110 PANELS WITHIN EACH BRANCH | 21000 | 21000 | 2025-10-14 | 31500 | 27300 | 27300 | 25200 | 24150 | 23100
INTELLIGENT CONTROL PANEL | EN | P-9945RP | REPEATER CARD | RS485 REPEATER CARD FOR GST-IFP8 | 20000 | 20000 | 2025-10-14 | 30000 | 26000 | 26000 | 24000 | 23000 | 22000
INTELLIGENT CONTROL PANEL | EN | GST852RP | LCD REPEATER PANEL | PASSIVE LCD REPEATER. COMPATIBLE WITH GST100, GST200 SERIES, GST5000 SERIES AND GST-IFP8 | 31000 | 31000 | 2025-10-14 | 46500 | 40300 | 40300 | 37200 | 35650 | 34100
INTELLIGENT CONTROL PANEL | EN | GST-NRP00 | NETWORK REPEATER PANEL | ACTIVE REPEATER WITH FULL FUNCTION CONTROL. COMPATIBLE WITH GST200 SERIES, GST5000 SERIES AND GST-IFP8 PANEL, ADDITIONAL NETWORK CARD NEED TO BE ORDERED | 33500 | 33500 | 2025-10-14 | 50250 | 43550 | 43550 | 40200 | 38525 | 36850
INTELLIGENT CONTROL PANEL | EN | GST8903 | INTELLIGENT GRAPHIC REPEATER PANEL | GRAPHIC REPEATER PANEL MAIN BOARD AND INDICATION BOARD ONLY, 99 ZONE/DEVICE ALARM INDICATION LED | 19800 | 19800 | 2025-10-14 | 29700 | 25740 | 25740 | 23760 | 22770 | 21780
INTELLIGENT CONTROL PANEL | EN | GST8903-A1 | INTELLIGENT GRAPHIC REPEATER PANEL | CUSTOMIZED GRAPHIC REPEATER PANEL WITH A1 CASE | 142000 | 142000 | 2025-10-14 | 213000 | 184600 | 184600 | 170400 | 163300 | 156200
INTELLIGENT CONTROL PANEL | EN | GST8903-A2 | INTELLIGENT GRAPHIC REPEATER PANEL | CUSTOMIZED GRAPHIC REPEATER PANEL WITH A2 CASE | 126500 | 126500 | 2025-10-14 | 189750 | 164450 | 164450 | 151800 | 145475 | 139150
INTELLIGENT CONTROL PANEL | EN | GST8903-A3 | INTELLIGENT GRAPHIC REPEATER PANEL | CUSTOMIZED GRAPHIC REPEATER PANEL WITH A3 CASE | 110500 | 110500 | 2025-10-14 | 165750 | 143650 | 143650 | 132600 | 127075 | 121550
INTELLIGENT CONTROL PANEL | EN | P-9903 | LOOP RELAY MODULE | EXTEND LOOP DISTANCE AND INCREASE CURRENT CAPACITY, 24VDC REQUIRED | 14200 | 14200 | 2025-10-14 | 21300 | 18460 | 18460 | 17040 | 16330 | 15620
INTELLIGENT CONTROL PANEL | EN | CAN100S | CAN RELAY | RELAY MODULE TO EXPAND CAN NETWORK DISTANCE FOR 3000 METERS MORE | 20500 | 20500 | 2025-10-14 | 30750 | 26650 | 26650 | 24600 | 23575 | 22550
INTELLIGENT CONTROL PANEL | EN | CAN100H-4 | CAN HUB | CAN NETWORK HUB, 4 ROUTES | 42000 | 42000 | 2025-10-14 | 63000 | 54600 | 54600 | 50400 | 48300 | 46200
INTELLIGENT CONTROL PANEL | EN | CAN100H-8 | CAN HUB | CAN NETWORK HUB, 8 ROUTES | 83200 | 83200 | 2025-10-14 | 124800 | 108160 | 108160 | 99840 | 95680 | 91520
INTELLIGENT CONTROL PANEL | EN | CAN100H-12 | CAN HUB | CAN NETWORK HUB, 12 ROUTES | 124000 | 124000 | 2025-10-14 | 186000 | 161200 | 161200 | 148800 | 142600 | 136400
INTELLIGENT CONTROL PANEL | EN | CAN100H-16 | CAN HUB | CAN NETWORK HUB, 16 ROUTES | 165000 | 165000 | 2025-10-14 | 247500 | 214500 | 214500 | 198000 | 189750 | 181500
INTELLIGENT CONTROL PANEL | EN | CAN100F | CAN-FIBRE CONVERTOR | CONVERTING BETWEEN CAN AND FIBRE-OPTIC SIGNALS | 39500 | 39500 | 2025-10-14 | 59250 | 51350 | 51350 | 47400 | 45425 | 43450
INTELLIGENT DETECTORS | EN | DI-9101E | INTELLIGENT COMBINATION HEAT PHOTOELECTRIC SMOKE DETECTOR | INTELLIGENT COMBINATION HEAT PHOTOELECTRIC SMOKE DETECTOR, WITH REMOTE INDICATOR OUTPUT AND MAGNETIC TEST FUNCTION, WITHOUT BASE (CERTIFIED BY LPCB) | 3380 | 3380 | 2025-10-14 | 5070 | 4394 | 4394 | 4056 | 3887 | 3718
INTELLIGENT DETECTORS | EN | DI-9102E | INTELLIGENT PHOTOELECTRIC SMOKE DETECTOR | INTELLIGENT PHOTOELECTRIC SMOKE DETECTOR, WITH REMOTE INDICATOR OUTPUT AND MAGNETIC TEST FUNCTION, WITHOUT BASE (CERTIFIED BY LPCB) | 2800 | 1400 | 2025-10-14 | 4200 | 3640 | 3640 | 3360 | 3220 | 3080
INTELLIGENT DETECTORS | EN | DI-9103E | INTELLIGENT RATE OF RISE AND FIXED TEMPERATURE HEAT DETECTOR | INTELLIGENT RATE OF RISE AND FIXED TEMPERATURE HEAT DETECTOR, PROGRAMMABLE A1R/A2S/BS ALARM, WITH REMOTE INDICATOR OUTPUT AND MAGNETIC TEST FUNCTION, WITHOUT BASE(CERTIFIED BY LPCB) | 2500 | 2500 | 2025-10-14 | 3750 | 3250 | 3250 | 3000 | 2875 | 2750
INTELLIGENT DETECTORS | EN | DB-01 | COMMON DETECTOR BASE | COMMON DETECTOR BASE FOR DI-910XE SERIES DETECTORS AND FOR DC-910XE SERIES DETECTORS USING EOLR | 300 | 300 | 2025-10-14 | 450 | 390 | 390 | 360 | 345 | 330
INTELLIGENT DETECTORS | EN | DB-01-B | Common Detector Base | Common Detector Base for DI-910xE Series Detectors and for DC-910xE series Detectors using EOLR，Black Color | 500 |  | 2025-10-14 | 750 | 650 | 650 | 600 | 575 | 550
INTELLIGENT DETECTORS | EN | I-9104 | INTELLIGENT ULTRAVIOLET FLAME DETECTOR | INTELLIGENT ULTRA-VIOLET FLAME DETECTOR, WITHOUT BASE, COMPATIBLE BASE DZ-03 | 15800 | 15800 | 2025-10-14 | 23700 | 20540 | 20540 | 18960 | 18170 | 17380
INTELLIGENT DETECTORS | EN | DI-9101E-B | Intelligent Combination Heat Photoelectric Smoke Detector | Intelligent Combination Heat Photoelectric Smoke Detector, With Remote Indicator Output and Magnetic Test Function,Without base, Black Color (Certified by LPCB) | 5000 |  | 2025-10-14 | 7500 | 6500 | 6500 | 6000 | 5750 | 5500
INTELLIGENT DETECTORS | EN | DZ-03 | COMMON DETECTOR BASE | COMMON DETECTOR BASE FOR I/C SERIES DETECTORS | 250 | 250 | 2025-10-14 | 375 | 325 | 325 | 300 | 287.5 | 275
INTELLIGENT DETECTORS | EN | I-9105R | INTELLIGENT REFLECTIVE BEAM DETECTOR | INTELLIGENT REFLECTIVE BEAM DETECTOR WITH 4 PIECES REFLECTORS, CAPABLE USED AS CONVENTIONAL DETECTOR, FIRE AND FAULT SIGNAL RELAYS AVAILABLE, 24VDC REQUIRED, DETECTION RANGE 8-100 METERS (CERTIFIED BY LPCB) | 24000 | 26000 | 2025-10-14 | 36000 | 31200 | 31200 | 28800 | 27600 | 26400
INTELLIGENT DETECTORS | EN | DI-9105E | Intelligent Reflective Beam Detector | Intelligent Reflective Beam Detector with 4 pieces Reflectors, Loop powered,integral visible laser pointer and 2 bits digital tube for easy alignment. Detection Range 5-100 Meters (Certified by LPCB) | 26000 |  | 2025-10-14
INTELLIGENT DETECTORS | EN | RF-9105R | Reflector | optional accessories for beam dectectors to enlarge the reflective area | 1050 |  | 2025-10-14
INTELLIGENT DETECTORS | EN | NRM-9105 | Non-reflective mask | optional accessories for reflector, paste it on refector to reduce the reflective area for the detection distance between beam detector and reflector abvoe 5 meters less than 10 meters | 280 |  | 2025-10-14
INTELLIGENT DETECTORS | EN | I-9602LW-LPG | ADDRESSABLE GAS DETECTOR FOR LPG | AVAILABLE FOR LPG ON ORDER, 24VDC POWERED, WITH LOCAL BUZZER ALARM | 8000 | 8000 | 2025-10-14 | 12000 | 10400 | 10400 | 9600 | 9200 | 8800
INTELLIGENT DETECTORS | EN | I-9602LW-NG | ADDRESSABLE GAS DETECTOR FOR NATURAL GAS | AVAILABLE FOR NATURAL GAS ON ORDER, 24DC POWERED, WITH LOCAL BUZZER ALARM | 7800 | 7800 | 2025-10-14 | 11700 | 10140 | 10140 | 9360 | 8970 | 8580
INTELLIGENT DETECTORS | EN | I-9602LW-CG | ADDRESSABLE GAS DETECTOR FOR COAL GAS | AVAILABLE FOR COAL GAS ON ORDER, 24DC POWERED, WITH LOCAL BUZZER ALARM |  | 6500 | 2025-10-14 | 0 | 0 | 0 | 0 | 0 | 0
INTELLIGENT DETECTORS | EN | P-9910B | HAND HELD PROGRAMMER | PORTABLE PROGRAMMING TOOL FOR ADDRESSING, PRESETTING AND TESTING OF DEVICES | 16500 | 16500 | 2025-10-14 | 24750 | 21450 | 21450 | 19800 | 18975 | 18150
INTELLIGENT MANUAL CALL POINT | EN | DI-9204E | DIGITAL MANUAL CALL POINT | FLUSH MOUNT RESETTABLE (NON-BREAKING GLASS), SUPPLIED WITH SURFACE MOUNT BACK BOX AND SPECIAL RESET KEY,(CERTIFIED BY LPCB) | 3250 | 3250 | 2025-10-14 | 4875 | 4225 | 4225 | 3900 | 3737.5 | 3575
INTELLIGENT MANUAL CALL POINT | EN | D-92FC | PROTECTIVE FLIP COVER | PROTECTS CALL POINT FROM ACCIDENTAL OPERATION, SUITABLE FOR DI-9204E, DC-9204E, DI-M9204 AND DC-M9204 | 180 | 150 | 2025-10-14 | 270 | 234 | 234 | 216 | 207 | 198
INTELLIGENT MANUAL CALL POINT | EN | D-92WPB | WATER PROOF BOX | WATER PROOF BOX SUITABLE FOR DI-9204E, DC-9204E, DI-M9204 AND DC-M9204, IP66 | 3350 | 3350 | 2025-10-14 | 5025 | 4355 | 4355 | 4020 | 3852.5 | 3685
INTELLIGENT SOUNDERS | EN | I-9401N | ADDRESSABLE SOUDER STROBE | ADDRESSABLE COMBINED SOUNDER AND STROBE, 24VDC REQUIRED | 4800 | 4800 | 2025-10-14 | 7200 | 6240 | 6240 | 5760 | 5520 | 5280
INTELLIGENT SOUNDERS | EN | I-9403 | INTELLIGENT SOUNDER STROBE | ADDRESSABLE SOUNDER WITH VISIBLE INDICATOR, 16 TONES, HIGH/LOW CONSUMPTION MODES, CAN BE LOOP POWERED OR 24VDC POWERED, 83-89DB (CERTIFIED BY LPCB) | 4800 | 4800 | 2025-10-14 | 7200 | 6240 | 6240 | 5760 | 5520 | 5280
INTELLIGENT SOUNDERS | EN | I-9404 | INTELLIGENT SOUNDER | ADDRESSABLE SOUNDER, 16 TONES, HIGH/LOW CONSUMPTION MODES, CAN BE LOOP POWERED OR 24VDC POWERED, 83-89DB (CERTIFIED BY LPCB) | 4400 | 4400 | 2025-10-14 | 6600 | 5720 | 5720 | 5280 | 5060 | 4840
INTELLIGENT SOUNDERS | EN | C-94DB | DEEP BASE | DEEP BASE OF I-9403 I-9404 C-9403 C-9404 FOR SURFACE CABLE ENTRY (CERTIFIED BY LPCB) | 700 | 700 | 2025-10-14 | 1050 | 910 | 910 | 840 | 805 | 770
INTELLIGENT SOUNDERS | EN | DI-9405 | ADDRESSABLE BASE MOUNT SOUNDER | SANDWICH STRUCTURE FOR EASY INSTALLATION FOR "D" SERIES INTELLIGENT DETECTORS (CERTIFIED BY LPCB) | 4800 | 4800 | 2025-10-14 | 7200 | 6240 | 6240 | 5760 | 5520 | 5280
INTELLIGENT SOUNDERS | EN | DI-9406 | ADDRESSABLE BASE MOUNT SOUNDER STROBE | SANDWICH STRUCTURE FOR EASY INSTALLATION FOR "D“ SERIES INTELLIGENT DETECTORS (CERTIFIED BY LPCB) | 6000 | 6000 | 2025-10-14 | 9000 | 7800 | 7800 | 7200 | 6900 | 6600
INTELLIGENT MODULES | EN | I-9300 | ADDRESSABLE INPUT MODULE | SINGLE INPUT MODULE (CERTIFIED BY LPCB) |  | 2350 | 2025-10-14 | 0 | 0 | 0 | 0 | 0 | 0
INTELLIGENT MODULES | EN | I-9300S | ADDRESSABLE INPUT INTERFACE | LOOP POWERED INPUT INTERFACE, 50MM X 44MM X 17MM |  | 1500 | 2025-10-14 | 0 | 0 | 0 | 0 | 0 | 0
INTELLIGENT MODULES | EN | I-9301 | ADDRESSABLE SINGLE OUTPUT MODULE | SINGLE OUTPUT MODULE, PROVIDES DRY CONTACT (LOOP POWERED) OR ACTIVE OUTPUT (24VDC REQUIRED, CABLE MONITORED) (CERTIFIED BY LPCB) |  | 3400 | 2025-10-14 | 0 | 0 | 0 | 0 | 0 | 0
INTELLIGENT MODULES | EN | I-9301S | ADDRESSABLE OUTPUT INTERFACE | OUTPUT INTERFACE PROVIDING 24VDC OUTPUT AND CABLE MONITORING. 24VDC REQUIRED, 50MM X 44MM X 17MM |  | 1850 | 2025-10-14 | 0 | 0 | 0 | 0 | 0 | 0
INTELLIGENT MODULES | EN | I-9303 | ADDRESSABLE OUTPUT INTERFACE | DUAL-WAY INPUT/OUTPUT MODULE, 24VDC REQUIRED |  | 5600 | 2025-10-14 | 0 | 0 | 0 | 0 | 0 | 0
INTELLIGENT MODULES | EN | I-9319 | ADDRESSABLE ZONE MONITOR UNIT | INPUT MODULE FOR FAULT AND ALARM MONITORING, CAPABLE CONNECT CONVENTIONAL DETECTORS INTO GST ADDRESSABLE SYSTEM. 24VDC REQUIRED (CERTIFIED BY LPCB) |  | 3000 | 2025-10-14 | 0 | 0 | 0 | 0 | 0 | 0
INTELLIGENT MODULES | EN | DI-9309 | ADDRESSABLE MULTI-CHANNEL INTERFACE | INDIVIDUAL CONTROL FOR 2 DRY-CONTACT OUTPUTS AND 1-16 INPUTS, 24VDC REQUIRED, WITHOUT CASE | 17000 | 17000 | 2025-10-14 | 25500 | 22100 | 22100 | 20400 | 19550 | 18700
INTELLIGENT MODULES | EN | DC-9503E | LOOP ISOLATOR | ZONAL SHORT CIRCUIT LOOP ISOLATOR (UPGRADE CIRCUIT, MAX. 128 PER LOOP) (CERTIFIED BY LPCB) | 1900 | 1400 | 2025-10-14 | 2850 | 2470 | 2470 | 2280 | 2185 | 2090
INTELLIGENT MODULES | EN | DC-9504E | BASE MOUNT SHORT CIRCUIT ISOLATOR | BASE MOUNTED ISOLATOR FOR DI-910XE SERIES DETECTORS | 1500 | 1500 | 2025-10-14 | 2250 | 1950 | 1950 | 1800 | 1725 | 1650
INTELLIGENT MODULES | EN | C-9302 | INTERPOSING RELAY MODULE | AC CONTROL RELAY FOR POWER SWITCHING | 3500 | 3500 | 2025-10-14 | 5250 | 4550 | 4550 | 4200 | 4025 | 3850
INTELLIGENT MODULES | EN | DI-9300E | DIGITAL SINGLE INPUT MODULE | LOOP POWERED, DIN-RAIL MOUNT OR SURFACE MOUNT, MONITOR N/O OR N/C DRY CONTACT INPUT WITH CABLE SUPERVISED FUNCTION. (CERTIFIED BY LPCB) | 3100 | 3100 | 2025-10-14 | 4650 | 4030 | 4030 | 3720 | 3565 | 3410
INTELLIGENT MODULES | EN | DI-9301E | DIGITAL SINGLE INPUT AND OUTPUT MODULE | LOOP POWERED, DIN-RAIL MOUNT OR SURFACE MOUNT, PROVIDE N/O DRY CONTACT OUTPUT. (CERTIFIED BY LPCB) | 4500 | 4500 | 2025-10-14 | 6750 | 5850 | 5850 | 5400 | 5175 | 4950
|  | DI-9302E | High Voltage Relay Module | Loop powered, Din-rail or surface mounted, provides two groups dry contact output (N/O COM N/C), relay capacity 220VAC /5A, also possible receives switch signal (dry contact, either N/O or N/C) from field equipment | 6800 |  | 2025-10-14 | 10200 | 8840 | 8840 | 8160 | 7820 | 7480
INTELLIGENT MODULES | EN | DI-9305E | DIGITAL SINGLE RISER OUTPUT MODULE | LOOP POWERED, DIN-RAIL MOUNT OR SURFACE MOUNT, PROVIDE I/O DRY CONTACT OUTPUT. (CERTIFIED BY LPCB) | 3850 | 3850 | 2025-10-14 | 5775 | 5005 | 5005 | 4620 | 4427.5 | 4235
INTELLIGENT MODULES | EN | DI-9319E | DIGITAL ZONE MONITOR MODULE | INPUT MODULE FOR FAULT AND ALARM MONITORING, DIN-RAIL MOUNT OR SURFACE MOUNT, CAPABLE CONNECT CONVENTIONAL DETECTORS INTO ADDRESSABLE SYSTEM, PROVIDE N/O OR N/C DRY CONTACT FIRE ALARM OUTPUT , (CERTIFIED BY LPCB) | 3900 | 3900 | 2025-10-14 | 5850 | 5070 | 5070 | 4680 | 4485 | 4290
INTELLIGENT MODULES | EN | DC-9503E | LOOP ISOLATOR MODULE | DIN-RAIL MOUNT OR SURFACE MOUNT, ZONAL SHORT CIRCUIT LOOP ISOLATOR (MAX. 128 PER LOOP) (CERTIFIED BY LPCB) | 1900 | 1900 | 2025-10-14 | 2850 | 2470 | 2470 | 2280 | 2185 | 2090
INTELLIGENT MODULES | EN | GST-MBX22 | MODULE BOX | OPTIONAL ACCESSOIRES FOR D SERIES DIN-RAIL MOUNT MODULES CENTRALIZE INSTALLATION, INCLUDE MOUNTING STRIP AND CABLE TRUNKING. ABLE TO STORE UP TO 10 PCS SMALL SIZE OR 6 PCS BIG SIZE MODULES, | 8400 | 8400 | 2025-10-14 | 12600 | 10920 | 10920 | 10080 | 9660 | 9240
INTELLIGENT MODULES | EN | GST-MBX29 | MODULE BOX | OPTIONAL ACCESSOIRES FOR D SERIES DIN-RAIL MOUNT MODULES CENTRALIZE INSTALLATION, INCLUDE MOUNTING STRIP AND CABLE TRUNKING.ABLE TO STORE UP TO 20 PCS SMALL SIZE OR 12 PCS BIG SIZE MODULES. | 11700 | 11700 | 2025-10-14 | 17550 | 15210 | 15210 | 14040 | 13455 | 12870
INTELLIGENT MODULES | EN | D-93TC1 | DIN-RAIL MODULE TRANSPARENT COVER 1U | TRANSPARENT PROTECTION COVER FOR DIN-RAIL MOUNT SINGLE INPUT MODULE OR LOOP ISOLATOR MODULE | 120 | 120 | 2025-10-14 | 180 | 156 | 156 | 144 | 138 | 132
INTELLIGENT MODULES | EN | D-93TC2 | DIN-RAIL MODULE TRANSPARENT COVER 2U | TRANSPARENT PROTECTION COVER FOR DIN-RAIL MOUNT SINGLE INPUT AND OUTPUT,SINGLE RISER OR ZONE MONITOR MODULE | 130 | 130 | 2025-10-14 | 195 | 169 | 169 | 156 | 149.5 | 143
INTELLIGENT MODULES | EN | B-9310 | SURFACE MOUNTING BOXES FOR MODULES | SURFACE MOUNT BACK BOX FOR MODULES | 310 | 310 | 2025-10-14 | 465 | 403 | 403 | 372 | 356.5 | 341
INTELLIGENT MODULES | EN | I-9314 | INTELLIGENT DOOR LAMP | PROGRAMMABLE ALARM INDICATION LINKED TO ANY ONE OR GROUP OF DEVICES. | 3700 | 3700 | 2025-10-14 | 5550 | 4810 | 4810 | 4440 | 4255 | 4070
INTELLIGENT MODULES | EN | C-9314P | PASSIVE REMOTE INDICATOR | COMPATIBLE WITH D SERIES AND I/C SERIES DETECTORS | 700 | 700 | 2025-10-14 | 1050 | 910 | 910 | 840 | 805 | 770
INTELLIGENT SOFTWARE | EN | GST-GMC3.0 | GRAPHIC MONITOR CENTER | COMPUTER BASED SOFTWARE, ENABLING COMPLETE COLOUR GRAPHIC CONTROL AND DISPLAY SYSTEM, PROVIDING A WINDOW ON TO THE FIRE ALARM SYSTEM, COMPATIBLE WITH GST-IFP8 AND GST200 SERIES PANEL, COMPUTER NOT INCLUDED | 111800 | 111800 | 2025-10-14 | 167700 | 145340 | 145340 | 134160 | 128570 | 122980
INTELLIGENT SOFTWARE | EN | DEF-KEY | USB DONGLE | DONGLE KEY,ACCESS CONTROL OF GST DEFINITION SOFTWARE (3.0 AND LATER VERSION OR GST-IFP4-DEF | 84000 | 84000 | 2025-10-14 | 126000 | 109200 | 109200 | 100800 | 96600 | 92400
INTELLIGENT SOFTWARE | EN | DEF-KEY-TIMER | USB DONGLE | DONGLE KEY, WITH TIMER FUNCTION,ACCESS CONTROL OF GST DEFINITION SOFTWARE (3.0 AND LATER VERSION) OR GST-IFP4-DEF | 90500 | 90500 | 2025-10-14 | 135750 | 117650 | 117650 | 108600 | 104075 | 99550
CONVENTIONAL CONTROL PANEL | EN | GST101 | CONVENTIONAL FIRE ALARM CONTROL PANEL | 1 ZONE, 2 SOUNDER CIRCUIT, 1 FIRE OUTPUT, 1 FAULT OUTPUT, BUILT-IN BATTERY CHARGER, EXCLUDING BATTERIES | 19800 | 19800 | 2025-10-14 | 29700 | 25740 | 25740 | 23760 | 22770 | 21780
CONVENTIONAL CONTROL PANEL | EN | GST102A | CONVENTIONAL FIRE ALARM CONTROL PANEL | 2 ZONE, 3 PROGRAMMABLE SOUNDER CIRCUIT, REPEATER OUTPUT AGAINST PER ZONE, 1 FIRE OUTPUT, 1 FAULT OUTPUT, BUILT-IN BATTERY CHARGER, EXCLUDING BATTERIES (CERTIFIED BY LPCB) | 30000 | 30000 | 2025-10-14 | 45000 | 39000 | 39000 | 36000 | 34500 | 33000
CONVENTIONAL CONTROL PANEL | EN | RB102A | RELAY BOARD | RELAY BOARD FOR GST102A, FOR ZONAL FAULT AND FIRE ALARM SIGNAL OUTPUT | 3200 | 3200 | 2025-10-14 | 4800 | 4160 | 4160 | 3840 | 3680 | 3520
CONVENTIONAL CONTROL PANEL | EN | GST104A | CONVENTIONAL FIRE ALARM CONTROL PANEL | 4 ZONE, 3 PROGRAMMABLE SOUNDER CIRCUIT, REPEATER OUTPUT AGAINST PER ZONE, 1 FIRE OUTPUT, 1 FAULT OUTPUT, BUILT-IN BATTERY CHARGER, EXCLUDING BATTERIES (CERTIFIED BY LPCB) | 31500 | 31500 | 2025-10-14 | 47250 | 40950 | 40950 | 37800 | 36225 | 34650
CONVENTIONAL CONTROL PANEL | EN | RB104A | RELAY BOARD | RELAY BOARD FOR GST104A, FOR ZONAL FAULT AND FIRE ALARM SIGNAL OUTPUT | 5050 | 5050 | 2025-10-14 | 7575 | 6565 | 6565 | 6060 | 5807.5 | 5555
CONVENTIONAL CONTROL PANEL | EN | GST108A | CONVENTIONAL FIRE ALARM CONTROL PANEL | 8 ZONE, 3 PROGRAMMABLE SOUNDER CIRCUIT, REPEATER OUTPUT AGAINST PER ZONE, 1 FIRE OUTPUT, 1 FAULT OUTPUT, BUILT-IN BATTERY CHARGER, EXCLUDING BATTERIES (CERTIFIED BY LPCB) | 36550 | 36550 | 2025-10-14 | 54825 | 47515 | 47515 | 43860 | 42032.5 | 40205 | ENCODED AT KINGDEE
|  |  | AVR WITH SURGE |  |  | 8900 | 2025-10-14 | 0 | 0 | 0 | 0 | 0 | 0
|  |  | BACK-UP BATTERY (per piece) |  |  | 2000 | 2025-10-14 | 0 | 0 | 0 | 0 | 0 | 0
CONVENTIONAL CONTROL PANEL | EN | RB108A | RELAY BOARD | RELAY BOARD FOR GST108A, FOR ZONAL FAULT AND FIRE ALARM SIGNAL OUTPUT | 8600 | 8600 | 2025-10-14 | 12900 | 11180 | 11180 | 10320 | 9890 | 9460
CONVENTIONAL CONTROL PANEL | EN | GST116A | CONVENTIONAL FIRE ALARM CONTROL PANEL | 16 ZONE, 4 PROGRAMMABLE SOUNDER CIRCUIT, REPEATER OUTPUT AGAINST PER ZONE, 1 FIRE OUTPUT, 1 FAULT OUTPUT, BUILT-IN BATTERY CHARGER, EXCLUDING BATTERIES. THE RELAY BOARD WITH IS AN OPTIONAL UNIT ON ORDER. THE PANEL CAN ONLY HAVE ONE OF THE EXTENSION BOARD OR RELAY BOARD. (CERTIFIED BY LPCB) | 46800 | 46800 | 2025-10-14 | 70200 | 60840 | 60840 | 56160 | 53820 | 51480
CONVENTIONAL CONTROL PANEL | EN | RB116A | RELAY BOARD | RELAY BOARD FOR GST116A, FOR ZONAL FAULT AND FIRE ALARM SIGNAL OUTPUT | 17000 | 17000 | 2025-10-14 | 25500 | 22100 | 22100 | 20400 | 19550 | 18700
CONVENTIONAL CONTROL PANEL | EN | GST-RP16 | CONVENTIONAL REPEATER PANEL | 16 ZONES ALARM AND GENERAL FAULT INDICATION, COMPATIBLE WITH GST102A, GST104A, GST108A AND GST116A PANELS | 17800 | 17800 | 2025-10-14 | 26700 | 23140 | 23140 | 21360 | 20470 | 19580
CONVENTIONAL DETECTORS | EN | C-9104 | CONVENTIONAL ULTRAVIOLET FLAME DETECTOR | CONVENTIONAL ULTRAVIOLET FLAME DETECTOR, WITHOUT BASE | 12500 | 12500 | 2025-10-14 | 18750 | 16250 | 16250 | 15000 | 14375 | 13750
CONVENTIONAL DETECTORS | EN | DZ-03 | COMMON DETECTOR BASE | COMMON DETECTOR BASE FOR I/C SERIES DETECTORS | 250 | 250 | 2025-10-14 | 375 | 325 | 325 | 300 | 287.5 | 275
CONVENTIONAL DETECTORS | EN | DC-9101E | CONVENTIONAL COMBINATION HEAT PHOTOELECTRIC SMOKE DETECTOR | CONVENTIONAL COMBINATION HEAT PHOTOELECTRIC SMOKE DETECTOR, WITH REMOTE INDICATOR OUTPUT AND MAGNETIC TEST FUNCTION, WITHOUT BASE (CERTIFIED BY LPCB) | 1850 | 1850 | 2025-10-14 | 2775 | 2405 | 2405 | 2220 | 2127.5 | 2035
|  | DC-9101E-B | Conventional Combination Heat Photoelectric Smoke Detector | Conventional Combination Heat Photoelectric Smoke Detector, With Remote Indicator Output and Magnetic Test Function, Without Base (Certified by LPCB) | 3650 |  | 2025-10-14 | 5475 | 4745 | 4745 | 4380 | 4197.5 | 4015
CONVENTIONAL DETECTORS | EN | DC-9102E | CONVENTIONAL PHOTOELECTRIC SMOKE DETECTOR | CONVENTIONAL PHOTOELECTRIC SMOKE DETECTOR, WITH REMOTE INDICATOR OUTPUT AND MAGNETIC TEST FUNCTION, WITHOUT BASE (CERTIFIED BY LPCB) | 1400 | 1400 | 2026-02-04 | 2100 | 1820 | 1820 | 1680 | 1610 | 1540
CONVENTIONAL DETECTORS | EN | DC-9103E | CONVENTIONAL RATE OF RISE AND FIXED TEMPERATURE HEAT DETECTOR | CONVENTIONAL PHOTOELECTRIC SMOKE DETECTOR, PROGRAMMABLE A1R/A2S/BS ALARM, WITH REMOTE INDICATOR OUTPUT AND MAGNETIC TEST FUNCTION, WITHOUT BASE (CERTIFIED BY LPCB) | 1350 | 1350 | 2026-02-04 | 2025 | 1755 | 1755 | 1620 | 1552.5 | 1485
CONVENTIONAL DETECTORS | EN | DC-9105E | Conventional Reflective Beam Detector | Conventional Reflective Beam Detector with 4 pieces Reflectors,24V powered,integral visible laser pointer and 2 bits digital tube for easy alignment. Detection Range 5-100 Meters, with N/O fire relay output and N/C fault relay output (Certified by LPCB) | 24800 |  | 2025-10-14 | 37200 | 32240 | 32240 | 29760 | 28520 | 27280
CONVENTIONAL DETECTORS | EN | DB-01 | COMMON DETECTOR BASE | COMMON DETECTOR BASE FOR DI-910XE SERIES DETECTORS AND FOR DC-910XE SERIES DETECTORS USING EOLR | 300 | 300 | 2026-02-04 | 450 | 390 | 390 | 360 | 345 | 330
CONVENTIONAL DETECTORS | EN | DB-01D | DIODE BASE | COMMON DETECTOR BASE WITH DIODE FOR INNOVATION DETECTOR USING DP-9907 AEOL | 300 | 300 | 2025-10-14 | 450 | 390 | 390 | 360 | 345 | 330
CONVENTIONAL DETECTORS | EN | DP-9907 | ACTIVE END OF LINE UNIT | ACTIVE END OF LINE UNIT FOR CONVENTIONAL SYSTEM USING DIODE BASE, ENABLING LINE CONTINUITY IN CASE OF DETECTOR REMOVING, COMPATIBLE WITH "DC" SERIES DETECTORS | 1350 | 1350 | 2025-10-14 | 2025 | 1755 | 1755 | 1620 | 1552.5 | 1485
CONVENTIONAL DETECTORS | EN | C-9602LW-LPG | CONVENTIONAL GAS DETECTOR FOR LPG, 220VAC | AVAILABLE FOR LPG ON ORDER, 220VAC POWERED, N/O RELAY OUTPUT, WITH LOCAL BUZZER ALARM | 6600 | 6600 | 2025-10-14 | 9900 | 8580 | 8580 | 7920 | 7590 | 7260
CONVENTIONAL DETECTORS | EN | C-9602LW-NG | CONVENTIONAL GAS DETECTOR FOR NATURAL GAS, 220VAC | AVAILABLE FOR NATURAL GAS ON ORDER, 220VAC POWERED, N/O RELAY OUTPUT, WITH LOCAL BUZZER ALARM | 6500 | 6500 | 2025-10-14 | 9750 | 8450 | 8450 | 7800 | 7475 | 7150
CONVENTIONAL DETECTORS | EN | C-9602LW-CG | CONVENTIONAL GAS DETECTOR FOR COAL GAS, 220VAC | AVAILABLE FOR COAL GAS ON ORDER, 220VAC POWERED, N/O RELAY OUTPUT, WITH LOCAL BUZZER ALARM |  | 5300 | 2025-10-14 | 0 | 0 | 0 | 0 | 0 | 0
CONVENTIONAL DETECTORS | EN | R6601 | CONVENTIONAL SMOKE DETECTOR. 4 -WIRE DETECTORS | CONVENTIONAL OPTICAL DETECTOR, 12-28VDC POWER, N/O RELAY OUTPUT, WITHOUT BASE | 1550 | 1550 | 2025-10-14 | 2325 | 2015 | 2015 | 1860 | 1782.5 | 1705
CONVENTIONAL DETECTORS | EN | R6602 | CONVENTIONAL HEAT DETECTOR. 4 - WIRE DETECTOR | CONVENTIONAL FT AND RR HEAT DETECTOR, 12-28VDC POWER, N/O RELAY OUTPUT, WITHOUT BASE | 1550 | 1550 | 2025-10-14 | 2325 | 2015 | 2015 | 1860 | 1782.5 | 1705
CONVENTIONAL DETECTORS | EN | S-9102R | STAND ALONE SMOKE DETECTOR | LOCAL BUZZER ALARM, MANUAL TEST BUTTON, CONTACT RATING 30VDC @ 60MA | 1650 | 1650 | 2025-10-14 | 2475 | 2145 | 2145 | 1980 | 1897.5 | 1815
CONVENTIONAL DETECTORS | EN | JTY-HF-GST102E | CONV. BEAM DETECTORS (JTY-HF-GST102E) |  |  |  | 2025-10-14 | 0 | 0 | 0 | 0 | 0 | 0
CONVENTIONAL DETECTORS | EN | S-9102N | STAND ALONE SMOKE DETECTOR | LOCAL BUZZER ALARM, MANUAL TEST BUTTON, NETWORK FUNCTION | 1700 | 1700 | 2025-10-14 | 2550 | 2210 | 2210 | 2040 | 1955 | 1870
CONVENTIONAL MANUAL CALL POINT | EN | DC-9204E | INNOVATIVE CONVENTIONAL MANUAL CALL POINT | RESETTABLE (NON-BREAKING GLASS), SUPPLIED WITH SURFACE MOUNT BACK BOX AND SPECIAL RESET KEY(CERTIFIED BY LPCB) | 1600 | 1600 | 2025-10-14 | 2400 | 2080 | 2080 | 1920 | 1840 | 1760
CONVENTIONAL SOUNDERS | EN | C-9401N | CONVENTIONAL SOUDER STROBE | CONVENTIONAL COMBINED SOUDER STROBE C-9401N | 2650 | 2650 | 2025-10-14 | 3975 | 3445 | 3445 | 3180 | 3047.5 | 2915
CONVENTIONAL SOUNDERS | EN | C-9403 | CONVENTIONAL SOUNDER STROBE | 2 TONES, CONVENTIONAL SOUNDER WITH VISIBLE INDICATOR, TONE 1, (CERTIFIED BY LPCB) | 2700 | 2700 | 2025-10-14 | 4050 | 3510 | 3510 | 3240 | 3105 | 2970
CONVENTIONAL SOUNDERS | EN | C-9404 | CONVENTIONAL SOUNDER | 2 TONES, CONVENTIONAL SOUNDER. TONE 1,(CERTIFIED BY LPCB) | 2350 | 2350 | 2025-10-14 | 3525 | 3055 | 3055 | 2820 | 2702.5 | 2585
CONVENTIONAL SOUNDERS | EN | GST-JL | BELL | 6" RED GONG, 24VDC, NOMINAL 21MA, 95DB(24VDC) AT 3M | 1500 | 1500 | 2025-10-14 | 2250 | 1950 | 1950 | 1800 | 1725 | 1650
GAS RELEASE CONTROL SYSTEM | EN | GST301 | EXTINGUISHING CONTROL PANEL | CONVENTIONAL GAS RELEASE CONTROL PANEL, 2+1 DETECTION ZONES, INTEGRATED PSU WITH BATTERY CHARGER, EXCLUDING BATTERIES | 37500 | 37500 | 2025-10-14 | 56250 | 48750 | 48750 | 45000 | 43125 | 41250
GAS RELEASE CONTROL SYSTEM | EN | GST303 | EXTINGUISHING CONTROL PANEL | ADDRESSABLE GAS RELEASE CONTROL PANEL, 3 OUTPUT ZONES, 24VDC POWERED | 58000 | 58000 | 2025-10-14 | 87000 | 75400 | 75400 | 69600 | 66700 | 63800
GAS RELEASE CONTROL SYSTEM | EN | GST306 | EXTINGUISHING CONTROL PANEL | ADDRESSABLE GAS RELEASE CONTROL PANEL, 6 OUTPUT ZONES, 24VDC POWERED | 80800 | 80000 | 2025-10-14 | 121200 | 105040 | 105040 | 96960 | 92920 | 88880
GAS RELEASE CONTROL SYSTEM | EN | C-9317 | EMERGENCY GAS OVERRIDE CONTROL | EMERGENCY START/ABORT SWITCH, COMPATIBLE WITH GST301, GST303 AND GST306 | 3200 | 3200 | 2025-10-14 | 4800 | 4160 | 4160 | 3840 | 3680 | 3520
GAS RELEASE CONTROL SYSTEM | EN | C-9318 | GAS EXTINGUISHING WARNING INDICATOR | BACKLIGHT LED LIGHTING WARNING INDICATOR | 6050 | 6050 | 2025-10-14 | 9075 | 7865 | 7865 | 7260 | 6957.5 | 6655
GAS RELEASE CONTROL SYSTEM | EN | C-9329 | GAS EXTINGUISHING CONTROL RELAY MODULE | INTERFACE MODULE FOR GST303 AND GST306, ENABLING CABLE MONITORING AND SIGNAL CONFIRMATION | 3400 | 3400 | 2025-10-14 | 5100 | 4420 | 4420 | 4080 | 3910 | 3740
FLAME PROOF PRODUCTS | EN | DI-9204Exd | DIGITAL FLAME-PROOF MANUAL CALL POINT | FLAME PROOF MANUAL CALL POINT, IP65, EXDⅡBT6 GB/DIP A20 TA,T6 (CERTIFIED BY ATEX) | 81500 | 81500 | 2025-10-14 | 122250 | 105950 | 105950 | 97800 | 93725 | 89650
FLAME PROOF PRODUCTS | EN | DI-9104Exd | DIGITAL FLAME-PROOF UV FLAME DETECTOR | POSSIBLE BE ADDRESSABLE BY APPLIED ADDRESSABLE LOOP, OR CONVENTIONAL BY APPLIED 24VDC (CERTIFIED BY ATEX) | 60000 | 60000 | 2025-10-14 | 90000 | 78000 | 78000 | 72000 | 69000 | 66000
FLAME PROOF PRODUCTS | EN | D-9105RExd | DIGITAL FLAME PROOF REFLECTIVE BEAM DETECTOR | POSSIBLE BE ADDRESSABLE BY APPLIED ADDRESSABLE LOOP, OR CONVENTIONAL BY APPLIED 24VDC | 198000 | 198000 | 2025-10-14 | 297000 | 257400 | 257400 | 237600 | 227700 | 217800
FLAME PROOF PRODUCTS | EN | D-9107RExd | DIGITAL FLAME PROOF DUAL IR FLAME DETECTOR | POSSIBLE BE ADDRESSABLE BY APPLIED ADDRESSABLE LOOP, OR CONVENTIONAL BY APPLIED 24VDC (CERTIFIED BY ATEX) | 205000 | 205000 | 2025-10-14 | 307500 | 266500 | 266500 | 246000 | 235750 | 225500
INTRINSICALLY SAFE PRODUCTS | EN | DC-9101(IS) | INTRINSICALLY SAFE CONVENTIONAL COMBINATION HEAT PHOTOELECTRIC SMOKE DETECTOR | INTRINSICALLY SAFE CONVENTIONAL COMBINATION HEAT PHOTOELECTRIC SMOKE DETECTOR, 3 LEVEL SENSITIVITIES AND FIXED TEMPERATURE OR RATE OF RISE PROGRAMMABLE MODE, MAGNETIC TEST. APPLICABLE TO ZONE 1 AND ZONE 2 OF AREAS WITH EXPLOSION-PROOF REQUIREMENT IN PETROLEUM AND CHEMICAL INDUSTRIES. | 8350 | 8350 | 2025-10-14 | 12525 | 10855 | 10855 | 10020 | 9602.5 | 9185
INTRINSICALLY SAFE PRODUCTS | EN | DC-9102(IS) | INTRINSICALLY SAFE CONVENTIONAL PHOTOELECTRIC SMOKE DETECTOR | INTRINSICALLY SAFE CONVENTIONAL PHOTOELECTRIC SMOKE DETECTOR, APPLICABLE TO ZONE 1 AND ZONE 2 OF AREAS WITH EXPLOSION-PROOF REQUIREMENT IN PETROLEUM, CHEMICAL INDUSTRIES. | 6950 | 6950 | 2025-10-14 | 10425 | 9035 | 9035 | 8340 | 7992.5 | 7645
INTRINSICALLY SAFE PRODUCTS | EN | DC-9103(IS) | INTRINSICALLY SAFE CONVENTIONAL RATE OF RISE AND FIXED TEMPERATURE HEAT DETECTOR | INTRINSICALLY SAFE CONVENTIONAL RATE OF RISE AND FIXED TEMPERATURE HEAT DETECTOR, A1R/BS ALARM LEVEL. APPLICABLE TO ZONE 1 AND ZONE 2 OF AREAS WITH EXPLOSION-PROOF REQUIREMENT IN PETROLEUM, CHEMICAL INDUSTRIES. | 6750 | 6750 | 2025-10-14 | 10125 | 8775 | 8775 | 8100 | 7762.5 | 7425
INTRINSICALLY SAFE PRODUCTS | EN | DB-01(IS) | INTRINSICALLY SAFE DC SERIES DETECTOR BASE | INTRINSICALLY SAFE DC SERIES DETECTOR BASE | 750 | 750 | 2025-10-14 | 1125 | 975 | 975 | 900 | 862.5 | 825
INTRINSICALLY SAFE PRODUCTS | EN | DC-9202(IS) | INTRINSICALLY SAFE CONVENTIONAL MANUAL CALL POINT | INTRINSICALLY SAFE CONVENTIONAL MANUAL CALL POINT, APPLICABLE TO INFLAMMABLE AND EXPLOSIVE AREAS IN PETROLEUM, CHEMICAL INDUSTRIES. | 5350 | 5350 | 2025-10-14 | 8025 | 6955 | 6955 | 6420 | 6152.5 | 5885
INTRINSICALLY SAFE PRODUCTS | EN | DC-9403(IS) | INTRINSICALLY SAFE CONVENTIONAL SOUNDER STROBE | INTRINSICALLY SAFE CONVENTIONAL SOUNDER STROBE | 8400 | 8400 | 2025-10-14 | 12600 | 10920 | 10920 | 10080 | 9660 | 9240
INTRINSICALLY SAFE PRODUCTS | EN | DC-9404(IS) | INTRINSICALLY SAFE CONVENTIONAL SOUNDER | INTRINSICALLY SAFE CONVENTIONAL SOUNDER | 7650 | 7650 | 2025-10-14 | 11475 | 9945 | 9945 | 9180 | 8797.5 | 8415
INTERFACES AND ZENER BARRIER | EN | I-9332 | EXPLOSION PROOF INPUT INTERFACE | ADDRESSABLE EXPLOSION PROOF INTERFACE FOR INTRINSICALLY SAFE DETECTORS AND MCP, WITH BUILT IN ZENER BARRIER, 24VDC REQUIRED | 15550 | 15550 | 2025-10-14 | 23325 | 20215 | 20215 | 18660 | 17882.5 | 17105
INTERFACES AND ZENER BARRIER | EN | I-9333 | EXPLOSION PROOF OUTPUT INTERFACE | ADDRESSABLE EXPLOSION PROOF INTERFACE FOR INTRINSICALLY SAFE SOUNDER AND STROBE, WITH BUILT IN ZENER BARRIER, 24VDC REQUIRED | 10500 | 10500 | 2025-10-14 | 15750 | 13650 | 13650 | 12600 | 12075 | 11550
INTERFACES AND ZENER BARRIER | EN | GST-AS-200 | ZENER BARRIER | 2 LINE ZENER BARRIER, WITH 1-LINE GROUNDING | 4550 | 4550 | 2025-10-14 | 6825 | 5915 | 5915 | 5460 | 5232.5 | 5005
INTERFACES AND ZENER BARRIER | EN | GST-AS-300 | ZENER BARRIER | 2 LINE ZENER BARRIER | 6550 | 6550 | 2025-10-14 | 9825 | 8515 | 8515 | 7860 | 7532.5 | 7205
POWER SUPPLIES | EN | PSU24-5 | INTELLIGENT PSU | 5A 24VDC INTELLIGENT PSU, DISPLAY SHOWS DC OUTPUT VOLTAGE AND LOAD CURRENT, FULLY MONITORED WITH SELF TEST FACILITIES, EXCLUDING BATTERIES | 40500 | 40500 | 2025-10-14 | 60750 | 52650 | 52650 | 48600 | 46575 | 44550
POWER SUPPLIES | EN | PSU24-5A | INTELLIGENT NETWORK PSU | PSU24-5 PLUS ADDRESSABLE FUNCTIONS | 51000 | 51000 | 2025-10-14 | 76500 | 66300 | 66300 | 61200 | 58650 | 56100
POWER SUPPLIES | EN | PSU24-10 | INTELLIGENT PSU | 10A 24VDC INTELLIGENT PSU, DISPLAY SHOWS AC INPUT VOLTAGE, DC OUTPUT VOLTAGE AND LOAD CURRENT, FULLY MONITORED WITH SELF TEST FACILITIES, EXCLUDING BATTERIES | 55000 | 55000 | 2025-10-14 | 82500 | 71500 | 71500 | 66000 | 63250 | 60500
POWER SUPPLIES | EN | PSU24-10A | INTELLIGENT NETWORK PSU | PSU24-10 PLUS ADDRESSABLE FUNCTIONS | 65500 | 65500 | 2025-10-14 | 98250 | 85150 | 85150 | 78600 | 75325 | 72050
FIRE TELEPHONE | EN | GST-FT8WN | FIRE TELEPHONE PANEL | 8 ZONE WALL MOUNT, 24VDC POWERED, ZONE LINE MONITORED FOR FAULT OF OPEN CIRCUIT AND SHORT CIRCUIT, NETWORKABLE WITH FT24N AND FT40N PANELS | 57000 | 57000 | 2025-10-14 | 85500 | 74100 | 74100 | 68400 | 65550 | 62700
FIRE TELEPHONE | EN | GST-FT24N | FIRE TELEPHONE PANEL | 24 ZONE RACK MOUNT, 24VDC POWERED, ZONE LINE MONITORED FOR FAULT OF OPEN CIRCUIT AND SHORT CIRCUIT, NETWORKABLE WITH FT8WN AND FT40N PANELS | 88000 | 88000 | 2025-10-14 | 132000 | 114400 | 114400 | 105600 | 101200 | 96800
FIRE TELEPHONE | EN | GST-FT40N | FIRE TELEPHONE PANEL | CONVENTIONAL FIRE TELEPHONE PANEL, 40 ZONE RACK MOUNT, 24VDC POWERED, NETWORKABLE WITH OTHER FIRE TELEPHONE PANELS | 145000 | 145000 | 2025-10-14 | 217500 | 188500 | 188500 | 174000 | 166750 | 159500
FIRE TELEPHONE | EN | P-9911 (F) | FIXED FIRE TELEPHONE HANDSET | FIXED FIRE TELEPHONE HANDSET | 6600 | 6600 | 2025-10-14 | 9900 | 8580 | 8580 | 7920 | 7590 | 7260
FIRE TELEPHONE | EN | P-9911 (M) | FIRE TELEPHONE MOBILE HANDSET | FIRE TELEPHONE MOBILE HANDSET | 1850 | 1850 | 2025-10-14 | 2775 | 2405 | 2405 | 2220 | 2127.5 | 2035
FIRE TELEPHONE | EN | P-9911(H) | HANDS FREE SPEAKER FIRE TELEPHONE | HAND FREE FIRE TELEPHONE | 6950 | 6950 | 2025-10-14 | 10425 | 9035 | 9035 | 8340 | 7992.5 | 7645
FIRE TELEPHONE | EN | P-9911 (J) | FIRE TELEPHONE JACK SOCKET | FIRE TELEPHONE JACK SOCKET | 1300 | 1300 | 2025-10-14 | 1950 | 1690 | 1690 | 1560 | 1495 | 1430
VOICE ALARM | EN | APS-120W | STANDALONE VOICE ALARM PANEL | STANDALONE VA PANEL INTEGRATED WITH BUILT-IN PRE-RECORD VOICE MESSAGES, EMERGENCY MICROPHONE AND BATTERY CHARGER, EXCLUDING BATTERIES. | 58500 | 58500 | 2025-10-14 | 87750 | 76050 | 76050 | 70200 | 67275 | 64350
VOICE ALARM | EN | I-9305 | VOICE ALARM ZONE CONTROL MODULE | ZONAL SWITCH FOR VOICE ALARM LINE, CABLE MONITORED |  | 2950 | 2025-10-14 | 0 | 0 | 0 | 0 | 0 | 0
FACP | UL | GST-IFP4MN | INTELLIGENT FIRE ALARM CONTROL PANEL | TOUCH SCREEN, MODULARIZE DESIGN, WITH CAPACITY UP TO 12 LOOPS/2904-POINTS. GRAY COLOR CABINET, WALL-MOUNT OR FLUSH- MOUNT STRUCTURE, BUILT-IN MICRO PRINTER (PR-400), MAIN CPU CARD (MP-400+MP-401),NAC CARD (NC-400),POWER SUPPLY AND BATTERY CHARGER (CHARGE UP TO 65 AH). LOOP CARD, ZONE DISPLAY(CONTROL) PANEL, EXTERNAL BATTERY BOX AND BATTERY EXCLUDED. OPTIONAL RED OR WHITE COLOR CABINET CAN BE ORDERED SEPARATELY.UL LISTED. | 157500 | 157500 | 2025-10-14 | 236250 | 204750 | 204750 | 189000 | 181125 | 173250
FACP | UL | GST-IFP4M | INTELLIGENT FIRE ALARM CONTROL PANEL | TOUCH SCREEN, MODULARIZE DESIGN, WITH CAPACITY UP TO 6 LOOPS/1452-POINTS. GRAY COLOR CABINET, WALL-MOUNT OR FLUSH- MOUNT STRUCTURE, BUILT-IN MAIN CPU CARD (MP-400+MP-401),NAC CARD (NC-400),POWER SUPPLY AND BATTERY CHARGER (CHARGE UP TO 65 AH). LOOP CARD, ZONE DISPLAY(CONTROL) PANEL, EXTERNAL BATTERY BOX AND BATTERY EXCLUDED. | 157500 | 157500 | 2025-10-14 | 236250 | 204750 | 204750 | 189000 | 181125 | 173250
FACP | UL | GST-IFP4M-S | INTELLIGENT FIRE ALARM CONTROL PANEL | TOUCH SCREEN, MODULARIZE DESIGN, WITH CAPACITY UP TO 6 LOOPS/1452-POINTS. RED COLOR CABINET, WALL-MOUNT OR FLUSH- MOUNT STRUCTURE, BUILT-IN MAIN CPU CARD (MP-400+MP-401),NAC CARD (NC-400),POWER SUPPLY AND BATTERY CHARGER (CHARGE UP TO 65 AH). LOOP CARD, ZONE DISPLAY(CONTROL) PANEL, EXTERNAL BATTERY BOX AND BATTERY EXCLUDED. | 154000 | 154000 | 2025-10-14 | 231000 | 200200 | 200200 | 184800 | 177100 | 169400
|  | GST-IFP4M-S-R | Intelligent Fire Alarm Control Panel | Touch screen, modularize design, with capacity up to 6 loops/1452-points. Red color small size cabinet, wall-mount or flush- mount structure, built-in main CPU card (MP-400+MP-401),NAC card (NC-400),power supply and battery charger (charge up to 65 AH). Loop card and external battery box and battery excluded. | 154000 |  | 2025-10-14 | 231000 | 200200 | 200200 | 184800 | 177100 | 169400
FACP | UL | PR-400 | THERMAL PRINTER | THERMAL PRINTER FOR GST-IFP4 | 21500 | 21500 | 2025-10-14 | 32250 | 27950 | 27950 | 25800 | 24725 | 23650
|  | PR-400B | Thermal Printer for GST-IFP4 | Thermal Printer for GST-IFP4 | 21500 |  | 2025-10-14 | 32250 | 27950 | 27950 | 25800 | 24725 | 23650
FACP | UL | MP-401 | CPU CARD | CPU CARD, ADDITIONAL MP-401 TO P-9980 FOR CPU REDUNDANCY | 36500 | 36500 | 2025-10-14 | 54750 | 47450 | 47450 | 43800 | 41975 | 40150
FACP | UL | LC-401 | SINGLE LOOP CARD | SINGLE LOOP CARD FOR GST-IFP4M PANEL, CAPACITY 242 POINTS | 32000 | 32000 | 2025-10-14 | 48000 | 41600 | 41600 | 38400 | 36800 | 35200
FACP | UL | LC-402 | DUAL LOOP CARD | DUAL LOOP CARD FOR GST-IFP4M PANEL, CAPACITY 484 POINTS | 59500 | 59500 | 2025-10-14 | 89250 | 77350 | 77350 | 71400 | 68425 | 65450
FACP | UL | P-9966A | CAN NETWORK CARD | CAN NETWORK CARD FOR GST-IFP4M PANEL NETWORKING, MAXIMUM 3000 METERS BETWEEN TWO NODES, CLASS A CONNECTION. | 22000 | 22000 | 2025-10-14 | 33000 | 28600 | 28600 | 26400 | 25300 | 24200
FACP | UL | P-9983 | FIBER NETWORK CARD | FIBER NETWORK CARD FOR GST-IFP4M PANEL NETWORKING, MAXIMUM 20KM BETWEEN TWO NODES, SINGLE MODE FIBER, LC TYPE CONNECTORS. CLASS A CONNECTION. | 42500 | 42500 | 2025-10-14 | 63750 | 55250 | 55250 | 51000 | 48875 | 46750
FACP | UL | P-9956-Modbus | MODBUS CARD | MODBUS COMMUNICATION CARD FOR INTEGRATING GST-IFP4M PANEL INTO BMS SYSTEM IN RS232/422/485 | 38000 | 38000 | 2025-10-14 | 57000 | 49400 | 49400 | 45600 | 43700 | 41800
FACP | UL | IFPx-BAC-Lic | BACNET LICENSE | SOFT LICENSE TO ACTIVE GST-IFPX SERIES PANEL BACNET INTERFACE | 34000 | 34000 | 2025-10-14 | 51000 | 44200 | 44200 | 40800 | 39100 | 37400
FACP | UL | P-9981 | ZONE DISPLAY PANEL | ZONE DISPLAY PANEL WITH 40 BICOLOR(RED&GREEN) USER DEFINED LED INDICATORS TO DISPLAY RED, GREEN AND YELLOW( RED & GREEN BOTH ON) COLOR | 9500 | 9500 | 2025-10-14 | 14250 | 12350 | 12350 | 11400 | 10925 | 10450
FACP | UL | P-9981F | ZONE DISPLAY PANEL | ZONE DISPLAY PANEL WITH 40 FIXED COLOR (RED AND YELLOW IN SEQUENCE) USER DEFINED LED INDICATORS TO DISPLAY RED AND YELLOW COLOR ONLY | 8600 | 8600 | 2025-10-14 | 12900 | 11180 | 11180 | 10320 | 9890 | 9460
FACP | UL | P-9982 | ZONE DISPLAY AND CONTROL PANEL | ZONE DISPLAY AND CONTROL PANEL WITH 40 BICOLOR(RED&GREEN) USER DEFINED LED INDICATORS TO DISPLAY RED, GREEN AND YELLOW( RED & GREEN BOTH ON) COLOR AND 20 USER DEFINED BUTTONS | 12000 | 12000 | 2025-10-14 | 18000 | 15600 | 15600 | 14400 | 13800 | 13200
FACP | UL | P-9982F | ZONE DISPLAY AND CONTROL PANEL | ZONE DISPLAY AND CONTROL PANEL WITH 40 FIXED COLOR (RED AND YELLOW IN SEQUENCE) USER DEFINED LED INDICATORS TO DISPLAY RED AND YELLOW COLOR ONLY AND 20 USER DEFINED BUTTONS | 9500 | 9500 | 2025-10-14 | 14250 | 12350 | 12350 | 11400 | 10925 | 10450
FACP | UL | GST-MNA2C | NETWORK ANNUNCIATOR | TOUCH SCREEN, ACTIVE ANNUNCIATOR WITH FULL FUNCTION MONITOR AND CONTROL. COMPATIBLE WITH GST-IFPXM SERIES PANEL, BUILT IN CAN CLASS A NETWORK INTERFACE, UL LISTED | 63500 | 63500 | 2025-10-14 | 95250 | 82550 | 82550 | 76200 | 73025 | 69850
FACP | UL | GST-MNA2F | NETWORK ANNUNCIATOR | TOUCH SCREEN, ACTIVE ANNUNCIATOR WITH FULL FUNCTION MONITOR AND CONTROL. COMPATIBLE WITH GST-IFPXM SERIES PANEL, BUILT IN OPTICAL FIBER NETWORK INTERFACE, LC TYPE CONNECTOR FOR SINGLE MODE FIBER,UL LISTED | 71500 | 71500 | 2025-10-14 | 107250 | 92950 | 92950 | 85800 | 82225 | 78650
FACP | UL | GST852RP | LCD REPEATER PANEL | PASSIVE LCD REPEATER. COMPATIBLE WITH GST100, GST200 SERIES, GST5000 SERIES AND GST-IFP8 | 31000 | 31000 | 2025-10-14 | 46500 | 40300 | 40300 | 37200 | 35650 | 34100
FACP | UL | GST8903 | INTELLIGENT GRAPHIC REPEATER PANEL | GRAPHIC REPEATER PANEL MAIN BOARD AND INDICATION BOARD ONLY, 99 ZONE/DEVICE ALARM INDICATION LED | 19800 | 19800 | 2025-10-14 | 29700 | 25740 | 25740 | 23760 | 22770 | 21780
FACP | UL | GST8903-A1 | INTELLIGENT GRAPHIC REPEATER PANEL | CUSTOMIZED GRAPHIC REPEATER PANEL WITH A1 CASE | 142500 | 142500 | 2025-10-14 | 213750 | 185250 | 185250 | 171000 | 163875 | 156750
FACP | UL | GST8903-A2 | INTELLIGENT GRAPHIC REPEATER PANEL | CUSTOMIZED GRAPHIC REPEATER PANEL WITH A2 CASE | 126500 | 126500 | 2025-10-14 | 189750 | 164450 | 164450 | 151800 | 145475 | 139150
FACP | UL | GST8903-A3 | INTELLIGENT GRAPHIC REPEATER PANEL | CUSTOMIZED GRAPHIC REPEATER PANEL WITH A3 CASE | 111000 | 111000 | 2025-10-14 | 166500 | 144300 | 144300 | 133200 | 127650 | 122100
FACP | UL | GST-BAT65-G | BATTERY BOX | EXTERNAL BATTERY BOX FOR GST-IFP4M PANEL, TO STORE BATTERY CAPACITY UP TO 65AH, GRAY COLOR. OPTIONAL RED OR WHITE COLOR BATTERY BOX CAN BE ORDERED SEPARATELY | 18500 | 18500 | 2025-10-14 | 27750 | 24050 | 24050 | 22200 | 21275 | 20350
FACP | UL | GST-BAT65-R | BATTERY BOX | EXTERNAL BATTERY BOX FOR GST-IFP4M PANEL, TO STORE BATTERY CAPACITY UP TO 65AH, RED COLOR. | 18500 | 18500 | 2025-10-14 | 27750 | 24050 | 24050 | 22200 | 21275 | 20350
FACP | UL | GST-M200 | INTELLIGENT FIRE ALARM CONTROL PANEL | SINGLE LOOP FIRE ALARM CONTROL PANEL, CAPACITY OF 230 INTELLIGENT DEVICES, 2 STYLE Y NOTIFICATION APPLIANCE CIRCUITS (NAC), 3 FIXED RELAY OUTPUTS FOR FIRE/FAULT/SUPERVISORY, EXCLUDING BATTERIES(CERTIFIED BY UL) | 98500 | 98500 | 2025-10-14 | 147750 | 128050 | 128050 | 118200 | 113275 | 108350
FACP | UL | LC200 | SINGLE LOOP CARD | SINGLE LOOP CARD FOR GST200 SERIES, CAPACITY OF 242 DEVICES | 26500 | 26500 | 2025-10-14 | 39750 | 34450 | 34450 | 31800 | 30475 | 29150
FACP | UL | P-9930 | COMMUNICATION CARD | COMPATIBLE WITH USB PORT AND SERIAL PORT, RS232 COMMUNICATION BOARD OF GST200 SERIES, FOR SYSTEM COMMISSIONING AND GMC CONNECTION | 7850 | 7850 | 2025-10-14 | 11775 | 10205 | 10205 | 9420 | 9027.5 | 8635
FACP | UL | P-M9930Modbus | MODBUS COMMUNICATION CARD | MODBUS COMMUNICATION CARD FOR INTEGRATING GST-M200 PANEL INTO BMS SYSTEM IN RS232 | 11500 | 11500 | 2025-10-14 | 17250 | 14950 | 14950 | 13800 | 13225 | 12650
FACP | UL | P-9905 | PRINTER INTERFACE | INTERFACING WITH EXTERNAL USB PRINTER FOR GST200 SERIES | 19800 | 19800 | 2025-10-14 | 29700 | 25740 | 25740 | 23760 | 22770 | 21780
|  | GstGMC-M2.2 | Graphic Monitor Center | Computer Based Software, Enabling Complete Color graphic Control and Display system, Providing a Window on to the Fire Alarm System, Compatible with GST-M200 fire alarm control panel ,Computer not Included | 178000 |  | 2025-10-14 | 267000 | 231400 | 231400 | 213600 | 204700 | 195800
|  | GST-IFPx-GMC-S | Graphic Monitor Center | Computer Based Software, Enabling Complete Color graphic Control and Display system, Providing a Window on to the Fire Alarm System, Compatible with GST-IFP4M Series fire alarm control panel ,Computer not Included; project less than 500 points | 178000 |  | 2025-10-14 | 267000 | 231400 | 231400 | 213600 | 204700 | 195800
|  | GST-IFPx-GMC-M | Graphic Monitor Center | Computer Based Software, Enabling Complete Color graphic Control and Display system, Providing a Window on to the Fire Alarm System, Compatible with GST-IFP4M Series fire alarm control panel ,Computer not Included ; Project from 500 upto 2000 points | 190500 |  | 2025-10-14 | 285750 | 247650 | 247650 | 228600 | 219075 | 209550
|  | GST-IFPx-GMC-L | Graphic Monitor Center | Computer Based Software, Enabling Complete Color graphic Control and Display system, Providing a Window on to the Fire Alarm System, Compatible with GST-IFP4M Series fire alarm control panel ,Computer not Included ; Project more than 2000 points | 205000 |  | 2025-10-14 | 307500 | 266500 | 266500 | 246000 | 235750 | 225500
|  | DEF-KEY | USB Dongle | Dongle key,Access control of GST Definition software (3.0 and later version or GST-IFP4-Def | 84500 |  | 2025-10-14 | 126750 | 109850 | 109850 | 101400 | 97175 | 92950
|  | DEF-KEY-TIMER | USB Dongle | Dongle key, with timer function,Access control of GST Definition software (3.0 and later version) or GST-IFP4-Def | 90500 |  | 2025-10-14 | 135750 | 117650 | 117650 | 108600 | 104075 | 99550
|  | P-9910B | Hand Held Programmer | Portable Programming Tool for Addressing, Presetting and Testing of Addressable Devices | 16500 |  | 2025-10-14 | 24750 | 21450 | 21450 | 19800 | 18975 | 18150
[7 empty] | 2025-10-14 | 0 | 0 | 0 | 0 | 0 | 0
[7 empty] | 2025-10-14 | 0 | 0 | 0 | 0 | 0 | 0
[7 empty] | 2025-10-14 | 0 | 0 | 0 | 0 | 0 | 0
[7 empty] | 2025-10-14 | 0 | 0 | 0 | 0 | 0 | 0
[7 empty] | 2025-10-14 | 0 | 0 | 0 | 0 | 0 | 0
[7 empty] | 2025-10-14 | 0 | 0 | 0 | 0 | 0 | 0
[7 empty] | 2025-10-14 | 0 | 0 | 0 | 0 | 0 | 0
[7 empty] | 2025-10-14 | 0 | 0 | 0 | 0 | 0 | 0
[7 empty] | 2025-10-14 | 0 | 0 | 0 | 0 | 0 | 0
[7 empty] | 2025-10-14 | 0 | 0 | 0 | 0 | 0 | 0
[7 empty] | 2025-10-14 | 0 | 0 | 0 | 0 | 0 | 0
[8 empty] | 0 | 0 | 0 | 0 | 0 | 0
[8 empty] | 0 | 0 | 0 | 0 | 0 | 0
[8 empty] | 0 | 0 | 0 | 0 | 0 | 0
[8 empty] | 0 | 0 | 0 | 0 | 0 | 0
[8 empty] | 0 | 0 | 0 | 0 | 0 | 0
[8 empty] | 0 | 0 | 0 | 0 | 0 | 0
[8 empty] | 0 | 0 | 0 | 0 | 0 | 0
[8 empty] | 0 | 0 | 0 | 0 | 0 | 0
[8 empty] | 0 | 0 | 0 | 0 | 0 | 0
[8 empty] | 0 | 0 | 0 | 0 | 0 | 0
[8 empty] | 0 | 0 | 0 | 0 | 0 | 0
[8 empty] | 0 | 0 | 0 | 0 | 0 | 0
[8 empty] | 0 | 0 | 0 | 0 | 0 | 0
[8 empty] | 0 | 0 | 0 | 0 | 0 | 0
[8 empty] | 0 | 0 | 0 | 0 | 0 | 0
[8 empty] | 0 | 0 | 0 | 0 | 0 | 0
[8 empty] | 0 | 0 | 0 | 0 | 0 | 0
[8 empty] | 0 | 0 | 0 | 0 | 0 | 0
[8 empty] | 0 | 0 | 0 | 0 | 0 | 0
[8 empty] | 0 | 0 | 0 | 0 | 0 | 0
[8 empty] | 0 | 0 | 0 | 0 | 0 | 0
[8 empty] | 0 | 0 | 0 | 0 | 0 | 0
[8 empty] | 0 | 0 | 0 | 0 | 0 | 0
[8 empty] | 0 | 0 | 0 | 0 | 0 | 0
[8 empty] | 0 | 0 | 0 | 0 | 0 | 0
[8 empty] | 0 | 0 | 0 | 0 | 0 | 0
[8 empty] | 0 | 0 | 0 | 0 | 0 | 0
[8 empty] | 0 | 0 | 0 | 0 | 0 | 0
[8 empty] | 0 | 0 | 0 | 0 | 0 | 0
[8 empty] | 0 | 0 | 0 | 0 | 0 | 0
[8 empty] | 0 | 0 | 0 | 0 | 0 | 0
[8 empty] | 0 | 0 | 0 | 0 | 0 | 0
[8 empty] | 0 | 0 | 0 | 0 | 0 | 0
[8 empty] | 0 | 0 | 0 | 0 | 0 | 0
[8 empty] | 0 | 0 | 0 | 0 | 0 | 0
[8 empty] | 0 | 0 | 0 | 0 | 0 | 0
[8 empty] | 0 | 0 | 0 | 0 | 0 | 0
[8 empty] | 0 | 0 | 0 | 0 | 0 | 0
[8 empty] | 0 | 0 | 0 | 0 | 0 | 0
[8 empty] | 0 | 0 | 0 | 0 | 0 | 0
[8 empty] | 0 | 0 | 0 | 0 | 0 | 0
[8 empty] | 0 | 0 | 0 | 0 | 0 | 0
[8 empty] | 0 | 0 | 0 | 0 | 0 | 0
[8 empty] | 0 | 0 | 0 | 0 | 0 | 0
[8 empty] | 0 | 0 | 0 | 0 | 0 | 0
[8 empty] | 0 | 0 | 0 | 0 | 0 | 0
[8 empty] | 0 | 0 | 0 | 0 | 0 | 0
[8 empty] | 0 | 0 | 0 | 0 | 0 | 0
[8 empty] | 0 | 0 | 0 | 0 | 0 | 0
[8 empty] | 0 | 0 | 0 | 0 | 0 | 0
[8 empty] | 0 | 0 | 0 | 0 | 0 | 0
[8 empty] | 0 | 0 | 0 | 0 | 0 | 0
[8 empty] | 0 | 0 | 0 | 0 | 0 | 0
[8 empty] | 0 | 0 | 0 | 0 | 0 | 0
[8 empty] | 0 | 0 | 0 | 0 | 0 | 0
[8 empty] | 0 | 0 | 0 | 0 | 0 | 0
[8 empty] | 0 | 0 | 0 | 0 | 0 | 0
[8 empty] | 0 | 0 | 0 | 0 | 0 | 0
[8 empty] | 0 | 0 | 0 | 0 | 0 | 0
[8 empty] | 0 | 0 | 0 | 0 | 0 | 0
[8 empty] | 0 | 0 | 0 | 0 | 0 | 0
[8 empty] | 0 | 0 | 0 | 0 | 0 | 0
[8 empty] | 0 | 0 | 0 | 0 | 0 | 0
[8 empty] | 0 | 0 | 0 | 0 | 0 | 0
[8 empty] | 0 | 0 | 0 | 0 | 0 | 0
[8 empty] | 0 | 0 | 0 | 0 | 0 | 0
[8 empty] | 0 | 0 | 0 | 0 | 0 | 0
[8 empty] | 0 | 0 | 0 | 0 | 0 | 0
[8 empty] | 0 | 0 | 0 | 0 | 0 | 0
[8 empty] | 0 | 0 | 0 | 0 | 0 | 0
[8 empty] | 0 | 0 | 0 | 0 | 0 | 0
[8 empty] | 0 | 0 | 0 | 0 | 0 | 0
[8 empty] | 0 | 0 | 0 | 0 | 0 | 0
[8 empty] | 0 | 0 | 0 | 0 | 0 | 0
[8 empty] | 0 | 0 | 0 | 0 | 0 | 0
[8 empty] | 0 | 0 | 0 | 0 | 0 | 0
[8 empty] | 0 | 0 | 0 | 0 | 0 | 0
[8 empty] | 0 | 0 | 0 | 0 | 0 | 0
[8 empty] | 0 | 0 | 0 | 0 | 0 | 0
[8 empty] | 0 | 0 | 0 | 0 | 0 | 0
[8 empty] | 0 | 0 | 0 | 0 | 0 | 0
[8 empty] | 0 | 0 | 0 | 0 | 0 | 0
[8 empty] | 0 | 0 | 0 | 0 | 0 | 0
[8 empty] | 0 | 0 | 0 | 0 | 0 | 0
[8 empty] | 0 | 0 | 0 | 0 | 0 | 0
[8 empty] | 0 | 0 | 0 | 0 | 0 | 0
[8 empty] | 0 | 0 | 0 | 0 | 0 | 0
[8 empty] | 0 | 0 | 0 | 0 | 0 | 0
[8 empty] | 0 | 0 | 0 | 0 | 0 | 0
[8 empty] | 0 | 0 | 0 | 0 | 0 | 0
[8 empty] | 0 | 0 | 0 | 0 | 0 | 0
[8 empty] | 0 | 0 | 0 | 0 | 0 | 0
[8 empty] | 0 | 0 | 0 | 0 | 0 | 0
[8 empty] | 0 | 0 | 0 | 0 | 0 | 0
[8 empty] | 0 | 0 | 0 | 0 | 0 | 0
[8 empty] | 0 | 0 | 0 | 0 | 0 | 0
[8 empty] | 0 | 0 | 0 | 0 | 0 | 0
[8 empty] | 0 | 0 | 0 | 0 | 0 | 0
[8 empty] | 0 | 0 | 0 | 0 | 0 | 0
[8 empty] | 0 | 0 | 0 | 0 | 0 | 0
[8 empty] | 0 | 0 | 0 | 0 | 0 | 0
[8 empty] | 0 | 0 | 0 | 0 | 0 | 0
[8 empty] | 0 | 0 | 0 | 0 | 0 | 0
[8 empty] | 0 | 0 | 0 | 0 | 0 | 0
[8 empty] | 0 | 0 | 0 | 0 | 0 | 0
[8 empty] | 0 | 0 | 0 | 0 | 0 | 0
[8 empty] | 0 | 0 | 0 | 0 | 0 | 0
[8 empty] | 0 | 0 | 0 | 0 | 0 | 0
[8 empty] | 0 | 0 | 0 | 0 | 0 | 0
[8 empty] | 0 | 0 | 0 | 0 | 0 | 0
[8 empty] | 0 | 0 | 0 | 0 | 0 | 0
[8 empty] | 0 | 0 | 0 | 0 | 0 | 0
[8 empty] | 0 | 0 | 0 | 0 | 0 | 0
[8 empty] | 0 | 0 | 0 | 0 | 0 | 0
[8 empty] | 0 | 0 | 0 | 0 | 0 | 0
[8 empty] | 0 | 0 | 0 | 0 | 0 | 0
[8 empty] | 0 | 0 | 0 | 0 | 0 | 0
[8 empty] | 0 | 0 | 0 | 0 | 0 | 0
[8 empty] | 0 | 0 | 0 | 0 | 0 | 0
[8 empty] | 0 | 0 | 0 | 0 | 0 | 0
[8 empty] | 0 | 0 | 0 | 0 | 0 | 0
[8 empty] | 0 | 0 | 0 | 0 | 0 | 0
[8 empty] | 0 | 0 | 0 | 0 | 0 | 0
[8 empty] | 0 | 0 | 0 | 0 | 0 | 0
[8 empty] | 0 | 0 | 0 | 0 | 0 | 0
[8 empty] | 0 | 0 | 0 | 0 | 0 | 0
[8 empty] | 0 | 0 | 0 | 0 | 0 | 0
[8 empty] | 0 | 0 | 0 | 0 | 0 | 0
[8 empty] | 0 | 0 | 0 | 0 | 0 | 0
[8 empty] | 0 | 0 | 0 | 0 | 0 | 0
[8 empty] | 0 | 0 | 0 | 0 | 0 | 0
[8 empty] | 0 | 0 | 0 | 0 | 0 | 0
[8 empty] | 0 | 0 | 0 | 0 | 0 | 0
[8 empty] | 0 | 0 | 0 | 0 | 0 | 0
[8 empty] | 0 | 0 | 0 | 0 | 0 | 0
[8 empty] | 0 | 0 | 0 | 0 | 0 | 0
[8 empty] | 0 | 0 | 0 | 0 | 0 | 0
[8 empty] | 0 | 0 | 0 | 0 | 0 | 0
[8 empty] | 0 | 0 | 0 | 0 | 0 | 0

## FDAS_TYY
CATEGORY | TYPE | MODEL | ITEM DESCRIPTION | OTHER DESCRIPTION | UPDATED AMOUNT (vat ex) | PURCHASE AMOUNT (vat ex) | Last Price Update Date | SRP (End-User) |  | DEALER's PRICE |  | CONTRACTOR's PRICE |  | REMARKS
[8 empty] | Small Volume (50% Mark-Up) | Big Volume (30% Mark-Up) | Small Volume (30% Mark-Up) | Big Volume (20% Mark-Up) | Small Volume (15% Mark-Up) | Big Volume (10% Mark-Up)
Conventional | FACP | YF3-0004L | Fire Alarm Control Panel 4 Zone |  | 7800 | 7800 | 2025-07-17 | 11700 | 10140 | 10140 | 9360 | 8970 | 8580
Conventional | FACP | YF3-0002L | Fire Alarm Control Panel 4 Zone |  | 7200 | 7200 | 2025-07-17 | 10800 | 9360 | 9360 | 8640 | 8280 | 7920
Conventional | FACP | YF3-0008L | Fire Alarm Control Panel 8 Zone |  | 9100 |  | 2025-07-17 | 13650 | 11830 | 11830 | 10920 | 10465 | 10010
Conventional | FACP | YF3-0012L | Fire Alarm Control Panel 12 Zone |  | 12630 | 12630 | 2025-07-17 | 18945 | 16419 | 16419 | 15156 | 14524.5 | 13893
Conventional | FACP | YF3-0016L | Fire Alarm Control Panel 16 Zone |  | 16100 | 16098 | 2025-07-17 | 24150 | 20930 | 20930 | 19320 | 18515 | 17710
Conventional | FACP | YF3-0020L | Fire Alarm Control Panel 20 Zone |  | 17980 | 17980 | 2025-07-17 | 26970 | 23374 | 23374 | 21576 | 20677 | 19778
Conventional | FACP | YF3-0024L | Fire Alarm Control Panel 24 Zone |  | 19770 | 19770 | 2025-07-17 | 29655 | 25701 | 25701 | 23724 | 22735.5 | 21747
Conventional | Detector & Accessories | YDS-S01 | Photoelectric Smoke Detector (Two wires) |  | 600 | 600 | 2025-07-17 | 900 | 780 | 780 | 720 | 690 | 660
Conventional | Detector & Accessories | YDT-S01 | Conventional Fixed Temperature Heat Detector |  | 380 | 600 | 2025-07-17 | 570 | 494 | 494 | 456 | 437 | 418
Conventional | Detector & Accessories | YRD-01 | Conventional Rate of Rise Heat Detector (Two wires) |  |  | 380 | 2025-07-17 | 0 | 0 | 0 | 0 | 0 | 0
Conventional | Detector & Accessories | YFD-01 | Conventional Fixed Temperature Heat Detector(Two wires) |  | 300 | 300 | 2025-07-17 | 450 | 390 | 390 | 360 | 345 | 330
Conventional | Detector & Accessories | YM-P01 | Conventional Manual Call Point w/ LED Indicator |  | 450 | 450 | 2025-07-17 | 675 | 585 | 585 | 540 | 517.5 | 495
Conventional | Detector & Accessories | YIL-01 | Indicating Lamp (LED) |  | 300 | 300 | 2025-07-17 | 450 | 390 | 390 | 360 | 345 | 330
Conventional | Detector & Accessories | YFB-6 | Fire Alarm Bell 6" (24V DC) |  | 600 | 600 | 2025-07-17 | 900 | 780 | 780 | 720 | 690 | 660
Conventional | Detector & Accessories | YSD-30L | Conventional Optical Smoke Detector (Four wires, 12VDC) |  | 690 | 690 | 2025-07-17 | 1035 | 897 | 897 | 828 | 793.5 | 759
Conventional | Surface-mounting Type Ceiling / Wall Speaker | YSP-0403D | 4 inch, 3W Speaker |  | 360 | 360 | 2025-07-17 | 540 | 468 | 468 | 432 | 414 | 396
Addressable | FACP | YFR-3-001 | TYY ADDRESSABLE 1 LOOP FIRE ALARM CONTROL PANEL (255ADD) (WITHOUT PRINTER) +5" COLOR TOUCH SCREEN (MINI) |  | 34595 | 34595 | 2025-07-17 | 51892.5 | 44973.5 | 44973.5 | 41514 | 39784.25 | 38054.5
Addressable | Detector & Accessories | YR3-01 | TYY ADDRESSABLE MONITORING/CONTROL MODULE (WITH EOL) |  | 1512 | 1512 | 2025-07-17 | 2268 | 1965.6 | 1965.6 | 1814.4 | 1738.8 | 1663.2
Addressable | Detector & Accessories | YDS-R301 | TYY ADDRESSABLE PHOTOELECTRIC SMOKE DETECTOR (WITH EOL) |  | 1512 | 1512 | 2025-07-17 | 2268 | 1965.6 | 1965.6 | 1814.4 | 1738.8 | 1663.2
Addressable | Detector & Accessories | YDT-R301 | TYY ADDRESSABLE FIXED TEMPERATURE HEAT DETECTOR (WITH EOL) |  | 1570 | 1570 | 2025-07-17 | 2355 | 2041 | 2041 | 1884 | 1805.5 | 1727
Addressable | Detector & Accessories | YDD-R302 | TYY ADDRESSABLE RATE OF RISE HEAT DETECTOR (WITH EOL) |  | 1570 | 1570 | 2025-07-17 | 2355 | 2041 | 2041 | 1884 | 1805.5 | 1727
Addressable | Detector & Accessories | YM-R301 | TYY ADDRESSABLE MANUAL CALL POINT (WITH EOL) |  | 1600 | 1600 | 2025-07-17 | 2400 | 2080 | 2080 | 1920 | 1840 | 1760
[8 empty] | 0 | 0 | 0 | 0 | 0 | 0
[8 empty] | 0 | 0 | 0 | 0 | 0 | 0
[8 empty] | 0 | 0 | 0 | 0 | 0 | 0
[8 empty] | 0 | 0 | 0 | 0 | 0 | 0
[8 empty] | 0 | 0 | 0 | 0 | 0 | 0
[8 empty] | 0 | 0 | 0 | 0 | 0 | 0
[8 empty] | 0 | 0 | 0 | 0 | 0 | 0
[8 empty] | 0 | 0 | 0 | 0 | 0 | 0
[8 empty] | 0 | 0 | 0 | 0 | 0 | 0
[8 empty] | 0 | 0 | 0 | 0 | 0 | 0
[8 empty] | 0 | 0 | 0 | 0 | 0 | 0
[8 empty] | 0 | 0 | 0 | 0 | 0 | 0
[8 empty] | 0 | 0 | 0 | 0 | 0 | 0
[8 empty] | 0 | 0 | 0 | 0 | 0 | 0
[8 empty] | 0 | 0 | 0 | 0 | 0 | 0
[8 empty] | 0 | 0 | 0 | 0 | 0 | 0
[8 empty] | 0 | 0 | 0 | 0 | 0 | 0
[8 empty] | 0 | 0 | 0 | 0 | 0 | 0
[8 empty] | 0 | 0 | 0 | 0 | 0 | 0
[8 empty] | 0 | 0 | 0 | 0 | 0 | 0
[8 empty] | 0 | 0 | 0 | 0 | 0 | 0
[8 empty] | 0 | 0 | 0 | 0 | 0 | 0
[8 empty] | 0 | 0 | 0 | 0 | 0 | 0
[8 empty] | 0 | 0 | 0 | 0 | 0 | 0
[8 empty] | 0 | 0 | 0 | 0 | 0 | 0
[8 empty] | 0 | 0 | 0 | 0 | 0 | 0
[8 empty] | 0 | 0 | 0 | 0 | 0 | 0
[8 empty] | 0 | 0 | 0 | 0 | 0 | 0
[8 empty] | 0 | 0 | 0 | 0 | 0 | 0
[8 empty] | 0 | 0 | 0 | 0 | 0 | 0
[8 empty] | 0 | 0 | 0 | 0 | 0 | 0
[8 empty] | 0 | 0 | 0 | 0 | 0 | 0
[8 empty] | 0 | 0 | 0 | 0 | 0 | 0
[8 empty] | 0 | 0 | 0 | 0 | 0 | 0
[8 empty] | 0 | 0 | 0 | 0 | 0 | 0
[8 empty] | 0 | 0 | 0 | 0 | 0 | 0
[8 empty] | 0 | 0 | 0 | 0 | 0 | 0
[8 empty] | 0 | 0 | 0 | 0 | 0 | 0
[8 empty] | 0 | 0 | 0 | 0 | 0 | 0
[8 empty] | 0 | 0 | 0 | 0 | 0 | 0
[8 empty] | 0 | 0 | 0 | 0 | 0 | 0
[8 empty] | 0 | 0 | 0 | 0 | 0 | 0
[8 empty] | 0 | 0 | 0 | 0 | 0 | 0
[8 empty] | 0 | 0 | 0 | 0 | 0 | 0
[8 empty] | 0 | 0 | 0 | 0 | 0 | 0
[8 empty] | 0 | 0 | 0 | 0 | 0 | 0
[8 empty] | 0 | 0 | 0 | 0 | 0 | 0
[8 empty] | 0 | 0 | 0 | 0 | 0 | 0
[8 empty] | 0 | 0 | 0 | 0 | 0 | 0
[8 empty] | 0 | 0 | 0 | 0 | 0 | 0
[8 empty] | 0 | 0 | 0 | 0 | 0 | 0
[8 empty] | 0 | 0 | 0 | 0 | 0 | 0
[8 empty] | 0 | 0 | 0 | 0 | 0 | 0
[8 empty] | 0 | 0 | 0 | 0 | 0 | 0
[8 empty] | 0 | 0 | 0 | 0 | 0 | 0
[8 empty] | 0 | 0 | 0 | 0 | 0 | 0
[8 empty] | 0 | 0 | 0 | 0 | 0 | 0
[8 empty] | 0 | 0 | 0 | 0 | 0 | 0
[8 empty] | 0 | 0 | 0 | 0 | 0 | 0
[8 empty] | 0 | 0 | 0 | 0 | 0 | 0
[8 empty] | 0 | 0 | 0 | 0 | 0 | 0
[8 empty] | 0 | 0 | 0 | 0 | 0 | 0
[8 empty] | 0 | 0 | 0 | 0 | 0 | 0
[8 empty] | 0 | 0 | 0 | 0 | 0 | 0
[8 empty] | 0 | 0 | 0 | 0 | 0 | 0
[8 empty] | 0 | 0 | 0 | 0 | 0 | 0
[8 empty] | 0 | 0 | 0 | 0 | 0 | 0
[8 empty] | 0 | 0 | 0 | 0 | 0 | 0
[8 empty] | 0 | 0 | 0 | 0 | 0 | 0
[8 empty] | 0 | 0 | 0 | 0 | 0 | 0
[8 empty] | 0 | 0 | 0 | 0 | 0 | 0
[8 empty] | 0 | 0 | 0 | 0 | 0 | 0
[8 empty] | 0 | 0 | 0 | 0 | 0 | 0
[8 empty] | 0 | 0 | 0 | 0 | 0 | 0
[8 empty] | 0 | 0 | 0 | 0 | 0 | 0
[8 empty] | 0 | 0 | 0 | 0 | 0 | 0
[8 empty] | 0 | 0 | 0 | 0 | 0 | 0
[8 empty] | 0 | 0 | 0 | 0 | 0 | 0
[8 empty] | 0 | 0 | 0 | 0 | 0 | 0
[8 empty] | 0 | 0 | 0 | 0 | 0 | 0
[8 empty] | 0 | 0 | 0 | 0 | 0 | 0
[8 empty] | 0 | 0 | 0 | 0 | 0 | 0
[8 empty] | 0 | 0 | 0 | 0 | 0 | 0
[8 empty] | 0 | 0 | 0 | 0 | 0 | 0
[8 empty] | 0 | 0 | 0 | 0 | 0 | 0
[8 empty] | 0 | 0 | 0 | 0 | 0 | 0
[8 empty] | 0 | 0 | 0 | 0 | 0 | 0
[8 empty] | 0 | 0 | 0 | 0 | 0 | 0
[8 empty] | 0 | 0 | 0 | 0 | 0 | 0
[8 empty] | 0 | 0 | 0 | 0 | 0 | 0
[8 empty] | 0 | 0 | 0 | 0 | 0 | 0
[8 empty] | 0 | 0 | 0 | 0 | 0 | 0
[8 empty] | 0 | 0 | 0 | 0 | 0 | 0
[8 empty] | 0 | 0 | 0 | 0 | 0 | 0
[8 empty] | 0 | 0 | 0 | 0 | 0 | 0
[8 empty] | 0 | 0 | 0 | 0 | 0 | 0
[8 empty] | 0 | 0 | 0 | 0 | 0 | 0
[8 empty] | 0 | 0 | 0 | 0 | 0 | 0
[8 empty] | 0 | 0 | 0 | 0 | 0 | 0
[8 empty] | 0 | 0 | 0 | 0 | 0 | 0
[8 empty] | 0 | 0 | 0 | 0 | 0 | 0
[8 empty] | 0 | 0 | 0 | 0 | 0 | 0
[8 empty] | 0 | 0 | 0 | 0 | 0 | 0
[8 empty] | 0 | 0 | 0 | 0 | 0 | 0
[8 empty] | 0 | 0 | 0 | 0 | 0 | 0
[8 empty] | 0 | 0 | 0 | 0 | 0 | 0
[8 empty] | 0 | 0 | 0 | 0 | 0 | 0
[8 empty] | 0 | 0 | 0 | 0 | 0 | 0
[8 empty] | 0 | 0 | 0 | 0 | 0 | 0
[8 empty] | 0 | 0 | 0 | 0 | 0 | 0
[8 empty] | 0 | 0 | 0 | 0 | 0 | 0
[8 empty] | 0 | 0 | 0 | 0 | 0 | 0
[8 empty] | 0 | 0 | 0 | 0 | 0 | 0
[8 empty] | 0 | 0 | 0 | 0 | 0 | 0
[8 empty] | 0 | 0 | 0 | 0 | 0 | 0
[8 empty] | 0 | 0 | 0 | 0 | 0 | 0
[8 empty] | 0 | 0 | 0 | 0 | 0 | 0
[8 empty] | 0 | 0 | 0 | 0 | 0 | 0
[8 empty] | 0 | 0 | 0 | 0 | 0 | 0
[8 empty] | 0 | 0 | 0 | 0 | 0 | 0
[8 empty] | 0 | 0 | 0 | 0 | 0 | 0
[8 empty] | 0 | 0 | 0 | 0 | 0 | 0
[8 empty] | 0 | 0 | 0 | 0 | 0 | 0
[8 empty] | 0 | 0 | 0 | 0 | 0 | 0
[8 empty] | 0 | 0 | 0 | 0 | 0 | 0
[8 empty] | 0 | 0 | 0 | 0 | 0 | 0
[8 empty] | 0 | 0 | 0 | 0 | 0 | 0
[8 empty] | 0 | 0 | 0 | 0 | 0 | 0
[8 empty] | 0 | 0 | 0 | 0 | 0 | 0
[8 empty] | 0 | 0 | 0 | 0 | 0 | 0
[8 empty] | 0 | 0 | 0 | 0 | 0 | 0
[8 empty] | 0 | 0 | 0 | 0 | 0 | 0
[8 empty] | 0 | 0 | 0 | 0 | 0 | 0
[8 empty] | 0 | 0 | 0 | 0 | 0 | 0
[8 empty] | 0 | 0 | 0 | 0 | 0 | 0
[8 empty] | 0 | 0 | 0 | 0 | 0 | 0
[8 empty] | 0 | 0 | 0 | 0 | 0 | 0
[8 empty] | 0 | 0 | 0 | 0 | 0 | 0
[8 empty] | 0 | 0 | 0 | 0 | 0 | 0
[8 empty] | 0 | 0 | 0 | 0 | 0 | 0
[8 empty] | 0 | 0 | 0 | 0 | 0 | 0
[8 empty] | 0 | 0 | 0 | 0 | 0 | 0
[8 empty] | 0 | 0 | 0 | 0 | 0 | 0
[8 empty] | 0 | 0 | 0 | 0 | 0 | 0
[8 empty] | 0 | 0 | 0 | 0 | 0 | 0
[8 empty] | 0 | 0 | 0 | 0 | 0 | 0
[8 empty] | 0 | 0 | 0 | 0 | 0 | 0
[8 empty] | 0 | 0 | 0 | 0 | 0 | 0
[8 empty] | 0 | 0 | 0 | 0 | 0 | 0
[8 empty] | 0 | 0 | 0 | 0 | 0 | 0
[8 empty] | 0 | 0 | 0 | 0 | 0 | 0
[8 empty] | 0 | 0 | 0 | 0 | 0 | 0
[8 empty] | 0 | 0 | 0 | 0 | 0 | 0
[8 empty] | 0 | 0 | 0 | 0 | 0 | 0
[8 empty] | 0 | 0 | 0 | 0 | 0 | 0
[8 empty] | 0 | 0 | 0 | 0 | 0 | 0
[8 empty] | 0 | 0 | 0 | 0 | 0 | 0
[8 empty] | 0 | 0 | 0 | 0 | 0 | 0
[8 empty] | 0 | 0 | 0 | 0 | 0 | 0
[8 empty] | 0 | 0 | 0 | 0 | 0 | 0
[8 empty] | 0 | 0 | 0 | 0 | 0 | 0
[8 empty] | 0 | 0 | 0 | 0 | 0 | 0
[8 empty] | 0 | 0 | 0 | 0 | 0 | 0
[8 empty] | 0 | 0 | 0 | 0 | 0 | 0
[8 empty] | 0 | 0 | 0 | 0 | 0 | 0
[8 empty] | 0 | 0 | 0 | 0 | 0 | 0
[8 empty] | 0 | 0 | 0 | 0 | 0 | 0
[8 empty] | 0 | 0 | 0 | 0 | 0 | 0
[8 empty] | 0 | 0 | 0 | 0 | 0 | 0
[8 empty] | 0 | 0 | 0 | 0 | 0 | 0
[8 empty] | 0 | 0 | 0 | 0 | 0 | 0
[8 empty] | 0 | 0 | 0 | 0 | 0 | 0
[8 empty] | 0 | 0 | 0 | 0 | 0 | 0
[8 empty] | 0 | 0 | 0 | 0 | 0 | 0
[8 empty] | 0 | 0 | 0 | 0 | 0 | 0
[8 empty] | 0 | 0 | 0 | 0 | 0 | 0
[8 empty] | 0 | 0 | 0 | 0 | 0 | 0
[8 empty] | 0 | 0 | 0 | 0 | 0 | 0
[8 empty] | 0 | 0 | 0 | 0 | 0 | 0
[8 empty] | 0 | 0 | 0 | 0 | 0 | 0
[8 empty] | 0 | 0 | 0 | 0 | 0 | 0
[8 empty] | 0 | 0 | 0 | 0 | 0 | 0
[8 empty] | 0 | 0 | 0 | 0 | 0 | 0
[8 empty] | 0 | 0 | 0 | 0 | 0 | 0
[8 empty] | 0 | 0 | 0 | 0 | 0 | 0
[8 empty] | 0 | 0 | 0 | 0 | 0 | 0
[8 empty] | 0 | 0 | 0 | 0 | 0 | 0
[8 empty] | 0 | 0 | 0 | 0 | 0 | 0
[8 empty] | 0 | 0 | 0 | 0 | 0 | 0
[8 empty] | 0 | 0 | 0 | 0 | 0 | 0
[8 empty] | 0 | 0 | 0 | 0 | 0 | 0
[8 empty] | 0 | 0 | 0 | 0 | 0 | 0
[8 empty] | 0 | 0 | 0 | 0 | 0 | 0
[8 empty] | 0 | 0 | 0 | 0 | 0 | 0
[8 empty] | 0 | 0 | 0 | 0 | 0 | 0
[8 empty] | 0 | 0 | 0 | 0 | 0 | 0
[8 empty] | 0 | 0 | 0 | 0 | 0 | 0
[8 empty] | 0 | 0 | 0 | 0 | 0 | 0
[8 empty] | 0 | 0 | 0 | 0 | 0 | 0
[8 empty] | 0 | 0 | 0 | 0 | 0 | 0
[8 empty] | 0 | 0 | 0 | 0 | 0 | 0
[8 empty] | 0 | 0 | 0 | 0 | 0 | 0
[8 empty] | 0 | 0 | 0 | 0 | 0 | 0
[8 empty] | 0 | 0 | 0 | 0 | 0 | 0
[8 empty] | 0 | 0 | 0 | 0 | 0 | 0
[8 empty] | 0 | 0 | 0 | 0 | 0 | 0
[8 empty] | 0 | 0 | 0 | 0 | 0 | 0
[8 empty] | 0 | 0 | 0 | 0 | 0 | 0
[8 empty] | 0 | 0 | 0 | 0 | 0 | 0
[8 empty] | 0 | 0 | 0 | 0 | 0 | 0
[8 empty] | 0 | 0 | 0 | 0 | 0 | 0
[8 empty] | 0 | 0 | 0 | 0 | 0 | 0
[8 empty] | 0 | 0 | 0 | 0 | 0 | 0
[8 empty] | 0 | 0 | 0 | 0 | 0 | 0
[8 empty] | 0 | 0 | 0 | 0 | 0 | 0
[8 empty] | 0 | 0 | 0 | 0 | 0 | 0
[8 empty] | 0 | 0 | 0 | 0 | 0 | 0
[8 empty] | 0 | 0 | 0 | 0 | 0 | 0
[8 empty] | 0 | 0 | 0 | 0 | 0 | 0
[8 empty] | 0 | 0 | 0 | 0 | 0 | 0
[8 empty] | 0 | 0 | 0 | 0 | 0 | 0
[8 empty] | 0 | 0 | 0 | 0 | 0 | 0
[8 empty] | 0 | 0 | 0 | 0 | 0 | 0
[8 empty] | 0 | 0 | 0 | 0 | 0 | 0
[8 empty] | 0 | 0 | 0 | 0 | 0 | 0
[8 empty] | 0 | 0 | 0 | 0 | 0 | 0
[8 empty] | 0 | 0 | 0 | 0 | 0 | 0
[8 empty] | 0 | 0 | 0 | 0 | 0 | 0
[8 empty] | 0 | 0 | 0 | 0 | 0 | 0
[8 empty] | 0 | 0 | 0 | 0 | 0 | 0
[8 empty] | 0 | 0 | 0 | 0 | 0 | 0
[8 empty] | 0 | 0 | 0 | 0 | 0 | 0
[8 empty] | 0 | 0 | 0 | 0 | 0 | 0
[8 empty] | 0 | 0 | 0 | 0 | 0 | 0
[8 empty] | 0 | 0 | 0 | 0 | 0 | 0
[8 empty] | 0 | 0 | 0 | 0 | 0 | 0
[8 empty] | 0 | 0 | 0 | 0 | 0 | 0
[8 empty] | 0 | 0 | 0 | 0 | 0 | 0
[8 empty] | 0 | 0 | 0 | 0 | 0 | 0
[8 empty] | 0 | 0 | 0 | 0 | 0 | 0
[8 empty] | 0 | 0 | 0 | 0 | 0 | 0
[8 empty] | 0 | 0 | 0 | 0 | 0 | 0
[8 empty] | 0 | 0 | 0 | 0 | 0 | 0
[8 empty] | 0 | 0 | 0 | 0 | 0 | 0
[8 empty] | 0 | 0 | 0 | 0 | 0 | 0
[8 empty] | 0 | 0 | 0 | 0 | 0 | 0
[8 empty] | 0 | 0 | 0 | 0 | 0 | 0
[8 empty] | 0 | 0 | 0 | 0 | 0 | 0
[8 empty] | 0 | 0 | 0 | 0 | 0 | 0
[8 empty] | 0 | 0 | 0 | 0 | 0 | 0
[8 empty] | 0 | 0 | 0 | 0 | 0 | 0
[8 empty] | 0 | 0 | 0 | 0 | 0 | 0
[8 empty] | 0 | 0 | 0 | 0 | 0 | 0
[8 empty] | 0 | 0 | 0 | 0 | 0 | 0
[8 empty] | 0 | 0 | 0 | 0 | 0 | 0
[8 empty] | 0 | 0 | 0 | 0 | 0 | 0
[8 empty] | 0 | 0 | 0 | 0 | 0 | 0
[8 empty] | 0 | 0 | 0 | 0 | 0 | 0
[8 empty] | 0 | 0 | 0 | 0 | 0 | 0
[8 empty] | 0 | 0 | 0 | 0 | 0 | 0
[8 empty] | 0 | 0 | 0 | 0 | 0 | 0
[8 empty] | 0 | 0 | 0 | 0 | 0 | 0
[8 empty] | 0 | 0 | 0 | 0 | 0 | 0
[8 empty] | 0 | 0 | 0 | 0 | 0 | 0
[8 empty] | 0 | 0 | 0 | 0 | 0 | 0
[8 empty] | 0 | 0 | 0 | 0 | 0 | 0
[8 empty] | 0 | 0 | 0 | 0 | 0 | 0
[8 empty] | 0 | 0 | 0 | 0 | 0 | 0
[8 empty] | 0 | 0 | 0 | 0 | 0 | 0
[8 empty] | 0 | 0 | 0 | 0 | 0 | 0
[8 empty] | 0 | 0 | 0 | 0 | 0 | 0
[8 empty] | 0 | 0 | 0 | 0 | 0 | 0
[8 empty] | 0 | 0 | 0 | 0 | 0 | 0
[8 empty] | 0 | 0 | 0 | 0 | 0 | 0
[8 empty] | 0 | 0 | 0 | 0 | 0 | 0
[8 empty] | 0 | 0 | 0 | 0 | 0 | 0
[8 empty] | 0 | 0 | 0 | 0 | 0 | 0
[8 empty] | 0 | 0 | 0 | 0 | 0 | 0
[8 empty] | 0 | 0 | 0 | 0 | 0 | 0
[8 empty] | 0 | 0 | 0 | 0 | 0 | 0
[8 empty] | 0 | 0 | 0 | 0 | 0 | 0
[8 empty] | 0 | 0 | 0 | 0 | 0 | 0
[8 empty] | 0 | 0 | 0 | 0 | 0 | 0
[8 empty] | 0 | 0 | 0 | 0 | 0 | 0
[8 empty] | 0 | 0 | 0 | 0 | 0 | 0
[8 empty] | 0 | 0 | 0 | 0 | 0 | 0
[8 empty] | 0 | 0 | 0 | 0 | 0 | 0
[8 empty] | 0 | 0 | 0 | 0 | 0 | 0
[8 empty] | 0 | 0 | 0 | 0 | 0 | 0
[8 empty] | 0 | 0 | 0 | 0 | 0 | 0
[8 empty] | 0 | 0 | 0 | 0 | 0 | 0
[8 empty] | 0 | 0 | 0 | 0 | 0 | 0
[8 empty] | 0 | 0 | 0 | 0 | 0 | 0
[8 empty] | 0 | 0 | 0 | 0 | 0 | 0
[8 empty] | 0 | 0 | 0 | 0 | 0 | 0
[8 empty] | 0 | 0 | 0 | 0 | 0 | 0
[8 empty] | 0 | 0 | 0 | 0 | 0 | 0
[8 empty] | 0 | 0 | 0 | 0 | 0 | 0
[8 empty] | 0 | 0 | 0 | 0 | 0 | 0
[8 empty] | 0 | 0 | 0 | 0 | 0 | 0
[8 empty] | 0 | 0 | 0 | 0 | 0 | 0
[8 empty] | 0 | 0 | 0 | 0 | 0 | 0
[8 empty] | 0 | 0 | 0 | 0 | 0 | 0
[8 empty] | 0 | 0 | 0 | 0 | 0 | 0
[8 empty] | 0 | 0 | 0 | 0 | 0 | 0
[8 empty] | 0 | 0 | 0 | 0 | 0 | 0
[8 empty] | 0 | 0 | 0 | 0 | 0 | 0
[8 empty] | 0 | 0 | 0 | 0 | 0 | 0
[8 empty] | 0 | 0 | 0 | 0 | 0 | 0

## FDAS_HOCHIKI
CATEGORY | TYPE | MODEL | ITEM DESCRIPTION (DETECTOR HEAD IS PURCHASED SEPARATELY FROM DETECTOR BASE) | OTHER DESCRIPTION | UPDATED PRICE (vat inc) | OLD PRICE (VAT-EX) | Last Price Update Date | SRP (End-User) |  | DEALER's PRICE |  | CONTRACTOR's PRICE |  | REMARKS
[8 empty] | Small Volume (50% Mark-Up) | Big Volume (30% Mark-Up) | Small Volume (30% Mark-Up) | Big Volume (20% Mark-Up) | Small Volume (15% Mark-Up) | Big Volume (10% Mark-Up) | ALWAYS CHECK WITH THE PURCHASING DEPT. FOR THE UPDATED PRICE BEFORE ISSUANCE OF P.O.
HJ Panels & Peripherals | CONVENTIONAL | RPP-EDW05B(JE) | 5 Zone Fire Alarm Control Panel |  | 35009 | 33860.35 | 2025-07-25 | 52513.5 | 45511.7 | 84633.9 | 42010.8 | 40260.35 | 38509.9 | CRI
HJ Panels & Peripherals | CONVENTIONAL | RPS-AAW10(JE) | 10 Zone Fire Alarm Control Panel |  | 65103 | 68529 | 2025-07-25 | 97654.5 | 84633.9 | 12442.3 | 78123.6 | 74868.45 | 71613.3 | CRI
HJ Panels & Peripherals | CONVENTIONAL | FWI-1 | Signal Transfer Unit for RPS- AAW10(JE) |  | 9571 | 9256.97 | 2025-07-25 | 14356.5 | 12442.3 | 158193.1 | 11485.2 | 11006.65 | 10528.1 | CRI
HJ Panels & Peripherals | CONVENTIONAL | RPV-AAW20(JE) | 20 Zone Fire Alarm Control Panel |  | 121687 | 117695.03 | 2025-07-25 | 182530.5 | 158193.1 | 0 | 146024.4 | 139940.05 | 133855.7 | CRI
HJ Panels & Peripherals | CONVENTIONAL | RPQ-ABW30(JE) | 30 Zone Fire Alarm Control Panel |  |  | 187887.31 | 2025-07-25 | 0 | 0 | 0 | 0 | 0 | 0 | CRI
HJ Panels & Peripherals | CONVENTIONAL | RPQ-ABW40(JE) | 40 Zone Fire Alarm Control Panel |  |  | 233813.31 | 2025-07-25 | 0 | 0 | 0 | 0 | 0 | 0 | CRI
HJ Panels & Peripherals | CONVENTIONAL | RPQ-ABW50(JE) | 50 Zone Fire Alarm Control Panel |  |  | 268805.21 | 2025-07-25 | 0 | 0 | 57088.2 | 0 | 0 | 0 | CRI
HJ Panels & Peripherals | CONVENTIONAL | PEX-51C | 5 Zone Sub-Indication Panel (Japan ver.) |  | 43914 | 22269.95 | 2025-07-25 | 65871 | 57088.2 | 57306.6 | 52696.8 | 50501.1 | 48305.4 | CRI
HJ Panels & Peripherals | CONVENTIONAL | PEX-101C | 10 Zone Sub-Indication Panel (Japan ver.) |  | 44082 | 29270.24 | 2025-07-25 | 66123 | 57306.6 | 70814.9 | 52898.4 | 50694.3 | 48490.2 | CRI
HJ Panels & Peripherals | CONVENTIONAL | PEX-201C | 20 Zone Sub-Indication Panel (Japan ver.) |  | 54473 | 38742.13 | 2025-07-25 | 81709.5 | 70814.9 | 84324.5 | 65367.6 | 62643.95 | 59920.3 | CRI
HJ Panels & Peripherals | CONVENTIONAL | PEX-301C | 30 Zone Sub-Indication Panel (Japan ver.) |  | 64865 | 47999.1 | 2025-07-25 | 97297.5 | 84324.5 | 97834.1 | 77838 | 74594.75 | 71351.5 | CRI
HJ Panels & Peripherals | CONVENTIONAL | PEX-401C | 40 Zone Sub-Indication Panel (Japan ver.) |  | 75257 | 54257.41 | 2025-07-25 | 112885.5 | 97834.1 | 111343.7 | 90308.4 | 86545.55 | 82782.7 | CRI
HJ Panels & Peripherals | CONVENTIONAL | PEX-501C | 50 Zone Sub-Indication Panel (Japan ver.) |  | 85649 | 62035.51 | 2025-07-25 | 128473.5 | 111343.7 | 0 | 102778.8 | 98496.35 | 94213.9 | CRI
HJ Panels & Peripherals | CONVENTIONAL | PEX-60H |  |  |  | 98716.45 | 2025-07-25 | 0 | 0 | 0 | 0 | 0 | 0 | CRI
HJ Panels & Peripherals | CONVENTIONAL | PEX-70H |  |  |  | 120297.11 | 2025-07-25 | 0 | 0 | 0 | 0 | 0 | 0 | CRI
HJ Panels & Peripherals | CONVENTIONAL | PEX-80H |  |  |  | 123767.58 | 2025-07-25 | 0 | 0 | 0 | 0 | 0 | 0 | CRI
HJ Panels & Peripherals | CONVENTIONAL | PEX-90H |  |  |  | 133936.43 | 2025-07-25 | 0 | 0 | 0 | 0 | 0 | 0 | CRI
HJ Panels & Peripherals | CONVENTIONAL | PEX-100H |  |  |  | 160476.14 | 2025-07-25 | 0 | 0 | 6451.9 | 0 | 0 | 0 | CRI
HJ Panels & Peripherals | CONVENTIONAL | SC-PA |  |  | 4963 | 4799.91 | 2025-07-25 | 7444.5 | 6451.9 | 15571.4 | 5955.6 | 5707.45 | 5459.3 | CRI
HJ Panels & Peripherals | CONVENTIONAL | 20-AA600A | Standby Battery for RPP- ABW15.20(JE); RPV-AAW15.20(JE) |  | 11978 | 11585.29 | 2025-07-25 | 17967 | 15571.4 | 9815 | 14373.6 | 13774.7 | 13175.8 | CRI
HJ Panels & Peripherals | CONVENTIONAL | NCDB-0.45 | Standby Battery for HEX-IPE-B(JE), RPSAAW10(JE), RPV-AAW10(JE) |  | 7550 | 7302.21 | 2025-07-25 | 11325 | 9815 | 19003.4 | 9060 | 8682.5 | 8305 | CRI
HJ Panels & Peripherals | CONVENTIONAL | NCDB-0.90 | Standby Battery for RPQ-ABW30(JE) |  | 14618 | 15007.65 | 2025-07-25 | 21927 | 19003.4 | 17745 | 17541.6 | 16810.7 | 16079.8 | CRI
HJ Panels & Peripherals | CONVENTIONAL | NCDB-1.20 | Standby Battery for RPQ- ABW40,50(JE) |  | 13650 | 9650.75 | 2025-07-25 | 20475 | 17745 | 1774.5 | 16380 | 15697.5 | 15015 | CRI
HJ Detectors & Bases | CONVENTIONAL | DFG-60BLJ | Fixed Temperature Heat Detector Waterproof - 60°C, No base is required, 2-wire |  | 1365 | 1320.23 | 2025-07-25 | 2047.5 | 1774.5 | 2002 | 1638 | 1569.75 | 1501.5 | CRI
HJ Detectors & Bases | CONVENTIONAL | DFG-60BLKJ | Fixed Temperature Heat Detector Waterproof - 60°C, No base is required, 3-wire |  | 1540 | 1489.1 | 2025-07-25 | 2310 | 2002 | 3302 | 1848 | 1771 | 1694 | CRI
HJ Detectors & Bases | CONVENTIONAL | DFG-1W70L | Fixed Temperature Heat Detector - 70°C (use YBR-RL/1) |  | 2540 | 1594.4 | 2025-07-25 | 3810 | 3302 | 2613 | 3048 | 2921 | 2794 | CRI
HJ Detectors & Bases | CONVENTIONAL | DFH-1A70 | Fixed Temperature Heat Detector, Waterproof- 70°C |  | 2010 | 1402.11 | 2025-07-25 | 3015 | 2613 | 0 | 2412 | 2311.5 | 2211 | CRI
HJ Detectors & Bases | CONVENTIONAL | FFH-2E060 | Fixed Temperature Heat Detector - Explosionproof (60°C) |  |  | 23129.63 | 2025-07-25 | 0 | 0 | 31088.2 | 0 | 0 | 0 | CRI
HJ Detectors & Bases | CONVENTIONAL | FFH-2E070 | Fixed Temperature Heat Detector - Explosionproof (70°C) |  | 23914 | 23129.63 | 2025-07-25 | 35871 | 31088.2 | 31088.2 | 28696.8 | 27501.1 | 26305.4 | CRI
HJ Detectors & Bases | CONVENTIONAL | FFH-2E080 | Fixed Temperature Heat Detector - Explosionproof (80°C) |  | 23914 | 23129.63 | 2025-07-25 | 35871 | 31088.2 | 31088.2 | 28696.8 | 27501.1 | 26305.4 | CRI
HJ Detectors & Bases | CONVENTIONAL | FFH-2E090 | Fixed Temperature Heat Detector - Explosionproof (90°C) |  | 23914 | 23129.63 | 2025-07-25 | 35871 | 31088.2 | 35993.1 | 28696.8 | 27501.1 | 26305.4 | CRI
HJ Detectors & Bases | CONVENTIONAL | FFH-2E100 | Fixed Temperature Heat Detector - Explosionproof (100°C) |  | 27687 | 26778.17 | 2025-07-25 | 41530.5 | 35993.1 | 35993.1 | 33224.4 | 31840.05 | 30455.7 | CRI
HJ Detectors & Bases | CONVENTIONAL | FFH-2E120 | Fixed Temperature Heat Detector - Explosionproof (120°C) |  | 27687 | 26778.17 | 2025-07-25 | 41530.5 | 35993.1 | 35993.1 | 33224.4 | 31840.05 | 30455.7 | CRI
HJ Detectors & Bases | CONVENTIONAL | FFH-2E150 | Fixed Temperature Heat Detector - Explosionproof (150°C) |  | 27687 | 26778.17 | 2025-07-25 | 41530.5 | 35993.1 | 13217.1 | 33224.4 | 31840.05 | 30455.7 | CRI
HJ Detectors & Bases | CONVENTIONAL | 27021-5-1-060 | Fixed Temperature Heat Detector Surface Mount Type - 60°C |  | 10167 | 6887.72 | 2025-07-25 | 15250.5 | 13217.1 | 13217.1 | 12200.4 | 11692.05 | 11183.7 | CRI
HJ Detectors & Bases | CONVENTIONAL | 27021-5-1-070 | Fixed Temperature Heat Detector Surface Mount Type - 70°C |  | 10167 | 6887.72 | 2025-07-25 | 15250.5 | 13217.1 | 13217.1 | 12200.4 | 11692.05 | 11183.7 | CRI
HJ Detectors & Bases | CONVENTIONAL | 27021-5-1-080 | Fixed Temperature Heat Detector Surface Mount Type - 80°C |  | 10167 | 6887.72 | 2025-07-25 | 15250.5 | 13217.1 | 13217.1 | 12200.4 | 11692.05 | 11183.7 | CRI
HJ Detectors & Bases | CONVENTIONAL | 27021-5-1-090 | Fixed Temperature Heat Detector Surface Mount Type - 90°C |  | 10167 | 6887.72 | 2025-07-25 | 15250.5 | 13217.1 | 15239.9 | 12200.4 | 11692.05 | 11183.7 | CRI
HJ Detectors & Bases | CONVENTIONAL | 27021-5-1-100 | Fixed Temperature Heat Detector Surface Mount Type - 100°C |  | 11723 | 8243.77 | 2025-07-25 | 17584.5 | 15239.9 | 15239.9 | 14067.6 | 13481.45 | 12895.3 | CRI
HJ Detectors & Bases | CONVENTIONAL | 27021-5-1-120 | Fixed Temperature Heat Detector Surface Mount Type - 120°C |  | 11723 | 8243.77 | 2025-07-25 | 17584.5 | 15239.9 | 15239.9 | 14067.6 | 13481.45 | 12895.3 | CRI
HJ Detectors & Bases | CONVENTIONAL | 27021-5-1-150 | Fixed Temperature Heat Detector Surface Mount Type - 150°C |  | 11723 | 8243.77 | 2025-07-25 | 17584.5 | 15239.9 | 14565.2 | 14067.6 | 13481.45 | 12895.3 | CRI
HJ Detectors & Bases | CONVENTIONAL | W27021-6-1-060 | Fixed Temperature Heat Detector - 60°C - Waterproof |  | 11204 | 7404.56 | 2025-07-25 | 16806 | 14565.2 | 14565.2 | 13444.8 | 12884.6 | 12324.4 | CRI
HJ Detectors & Bases | CONVENTIONAL | W27021-6-1-070 | Fixed Temperature Heat Detector - 70°C - Waterproof |  | 11204 | 7404.56 | 2025-07-25 | 16806 | 14565.2 | 14565.2 | 13444.8 | 12884.6 | 12324.4 | CRI
HJ Detectors & Bases | CONVENTIONAL | W27021-6-1-080 | Fixed Temperature Heat Detector - 80°C - Waterproof |  | 11204 | 7404.56 | 2025-07-25 | 16806 | 14565.2 | 14565.2 | 13444.8 | 12884.6 | 12324.4 | CRI
HJ Detectors & Bases | CONVENTIONAL | W27021-6-1-090 | Fixed Temperature Heat Detector - 90°C - Waterproof |  | 11204 | 7404.56 | 2025-07-25 | 16806 | 14565.2 | 16858.4 | 13444.8 | 12884.6 | 12324.4 | CRI
HJ Detectors & Bases | CONVENTIONAL | W27021-6-1-100 | Fixed Temperature Heat Detector - 100°C - Waterproof |  | 12968 | 9011.35 | 2025-07-25 | 19452 | 16858.4 | 16858.4 | 15561.6 | 14913.2 | 14264.8 | CRI
HJ Detectors & Bases | CONVENTIONAL | W27021-6-1-120 | Fixed Temperature Heat Detector - 120°C - Waterproof |  | 12968 | 9011.35 | 2025-07-25 | 19452 | 16858.4 | 16858.4 | 15561.6 | 14913.2 | 14264.8 | CRI
HJ Detectors & Bases | CONVENTIONAL | W27021-6-1-150 | Fixed Temperature Heat Detector - 150°C - Waterproof |  | 12968 | 9011.35 | 2025-07-25 | 19452 | 16858.4 | 0 | 15561.6 | 14913.2 | 14264.8 | CRI
HJ Detectors & Bases | CONVENTIONAL | KP-35D | Gas Detector (LP Gas) - Liquefied petroleum |  |  | 9445.41 | 2025-07-25 | 0 | 0 | 0 | 0 | 0 | 0 | CRI
HJ Detectors & Bases | CONVENTIONAL | KM-35B | Base for Gas Detector KP-35D |  |  | 1209.2 | 2025-07-25 | 0 | 0 | 5454.8 | 0 | 0 | 0 | CRI
HJ Detectors & Bases | CONVENTIONAL | YSC-01B | Signal Converter for Gas Detector |  | 4196 | 4057.92 | 2025-07-25 | 6294 | 5454.8 | 15934.1 | 5035.2 | 4825.4 | 4615.6 | CRI
HJ Detectors & Bases | CONVENTIONAL | YF-417C | Gas Detector (LP) |  | 12257 | 11856.49 | 2025-07-25 | 18385.5 | 15934.1 | 13266.5 | 14708.4 | 14095.55 | 13482.7 | CRI
HJ Detectors & Bases | CONVENTIONAL | YF-517C | Gas Detector (City) |  | 10205 | 9868.98 | 2025-07-25 | 15307.5 | 13266.5 | 1999.4 | 12246 | 11735.75 | 11225.5 | CRI
HJ Detectors & Bases | CONVENTIONAL | SH-5910 | Mounting Bracket For Gas Detector |  | 1538 | 2488.58 | 2025-07-25 | 2307 | 1999.4 | 0 | 1845.6 | 1768.7 | 1691.8 | CRI
HJ Detectors & Bases | CONVENTIONAL | SPC-ET | BEAM SMOKE DETECTOR (2-wire) |  |  | 31235.24 | 2025-07-25 | 0 | 0 | 46426.9 | 0 | 0 | 0 | CRI
HJ Detectors & Bases | CONVENTIONAL | SPC-24 | BEAM DETECTOR |  | 35713 | 38272.5 | 2025-07-25 | 53569.5 | 46426.9 | 2189.2 | 42855.6 | 41069.95 | 39284.3 | CRI
|  | SPC-24 | Filter Test Filter |  | 1684 | 1190.7 | 2025-07-25 | 2526 | 2189.2 | 678.6 | 2020.8 | 1936.6 | 1852.4
HJ Detectors & Bases | CONVENTIONAL | TBF-E | TEST FILTER FOR SPC-ET |  | 522 | 409.37 | 2025-07-25 | 783 | 678.6 | 1719.9 | 626.4 | 600.3 | 574.2 | CRI
HJ Detectors & Bases | CONVENTIONAL | YBF-RL/4H5 (LPC) | Mounting LED Base w/Remote Terminal |  | 1323 | 931.32 | 2025-07-25 | 1984.5 | 1719.9 | 556.4 | 1587.6 | 1521.45 | 1455.3 | CRI
HJ Detectors & Bases | CONVENTIONAL | YBN-R/4C (LPC) | Conventional Plain Mounting Base |  | 428 | 436.31 | 2025-07-25 | 642 | 556.4 | 494 | 513.6 | 492.2 | 470.8 | CRI
HJ Detectors & Bases | CONVENTIONAL | YBN-UA | Recess Base Adaptor - Flush Type |  | 380 | 455.43 | 2025-07-25 | 570 | 494 | 1719.9 | 456 | 437 | 418 | CRI
HJ Detectors & Bases | CONVENTIONAL | YZQ-A | Fitting Material for Recess Base, for YBN-UA, inner 5pcs |  | 1323 | 680.58 | 2025-07-25 | 1984.5 | 1719.9 | 1925.3 | 1587.6 | 1521.45 | 1455.3 | CRI
HJ Detectors & Bases | CONVENTIONAL | YBO-R/4C (LPC) | Mounting Base w/Remote LED Terminal |  | 1481 | 910.86 | 2025-07-25 | 2221.5 | 1925.3 | 1237.6 | 1777.2 | 1703.15 | 1629.1 | CRI
HJ Detectors & Bases | CONVENTIONAL | YBR-RL/1 | Mounting Base w/LED |  | 952 | 455.43 | 2025-07-25 | 1428 | 1237.6 | 1237.6 | 1142.4 | 1094.8 | 1047.2 | CRI
HJ Detectors & Bases | CONVENTIONAL | YBR-RL/2 | Mounting Base w/LED with S terminal |  | 952 | 455.43 | 2025-07-25 | 1428 | 1237.6 | 15681.9 | 1142.4 | 1094.8 | 1047.2 | CRI
HJ Detectors & Bases | CONVENTIONAL | DHA-2L | Rate of Rise Linear Heat Detector |  | 12063 | 7036.12 | 2025-07-25 | 18094.5 | 15681.9 | 21872.5 | 14475.6 | 13872.45 | 13269.3 | CRI
HJ Detectors & Bases | CONVENTIONAL | AK-M | Copper Tube (100m/unit) |  | 16825 | 14425.31 | 2025-07-25 | 25237.5 | 21872.5 | 1857.7 | 20190 | 19348.75 | 18507.5 | CRI
Accessories | CONVENTIONAL | FBB-150K | 6" Motor bell (UL) |  | 1429 | 1381.64 | 2025-07-25 | 2143.5 | 1857.7 | 2750.8 | 1714.8 | 1643.35 | 1571.9 | CRI
Accessories | CONVENTIONAL | FBB-150I | Fire Alarm Bell |  | 2116 | 1688.67 | 2025-07-25 | 3174 | 2750.8 | 3302 | 2539.2 | 2433.4 | 2327.6 | CRI
Accessories | CONVENTIONAL | FBB-150ID | Fire Alarm Bell w/Diode |  | 2540 | 2456.24 | 2025-07-25 | 3810 | 3302 | 13570.7 | 3048 | 2921 | 2794 | CRI
Accessories | CONVENTIONAL | FBB-150JW | Fire Alarm Bell - Weatherproof |  | 10439 | 10096.18 | 2025-07-25 | 15658.5 | 13570.7 | 1925.3 | 12526.8 | 12004.85 | 11482.9 | CRI
Accessories | CONVENTIONAL | TL-14D | Local Indication Lamp |  | 1481 | 614.06 | 2025-07-25 | 2221.5 | 1925.3 | 2200.9 | 1777.2 | 1703.15 | 1629.1 | CRI
Accessories | CONVENTIONAL | TL-14DW | Local Indication Lamp - Waterproof |  | 1693 | 747.11 | 2025-07-25 | 2539.5 | 2200.9 | 85974.2 | 2031.6 | 1946.95 | 1862.3 | CRI
Accessories | CONVENTIONAL | EMB-6 | Fire Alarm Bell - Explosionproof |  | 66134 | 37626.58 | 2025-07-25 | 99201 | 85974.2 | 44328.7 | 79360.8 | 76054.1 | 72747.4 | CRI
Accessories | CONVENTIONAL | TPLD-R | Local Indication Lamp - Explosionproof |  | 34099 | 19112.65 | 2025-07-25 | 51148.5 | 44328.7 | 1457.3 | 40918.8 | 39213.85 | 37508.9 | CRI
Accessories | CONVENTIONAL | FLF-H | Remote Indicator Lamp (without plate) |  | 1121 | 1084.84 | 2025-07-25 | 1681.5 | 1457.3 | 213.2 | 1345.2 | 1289.15 | 1233.1 | CRI
Accessories | CONVENTIONAL | WN6001W | Plate for FLF-H |  | 164 | 158.63 | 2025-07-25 | 246 | 213.2 | 137.8 | 196.8 | 188.6 | 180.4 | CRI
Accessories | CONVENTIONAL | WN3700020 | Installation Fitting for WN6001W |  | 106 | 102.34 | 2025-07-25 | 159 | 137.8 | 6377.8 | 127.2 | 121.9 | 116.6 | CRI
Accessories | CONVENTIONAL | PPE-1(JE) | Manual Call Point - CL1, with telephone jack |  | 4906 | 1592.5 | 2025-07-25 | 7359 | 6377.8 | 7005.7 | 5887.2 | 5641.9 | 5396.6 | CRI
Accessories | CONVENTIONAL | PPE-2(JE) | Manual Call Point - CL2 - Embedded, no telephone jack |  | 5389 | 1437.35 | 2025-07-25 | 8083.5 | 7005.7 | 1053 | 6466.8 | 6197.35 | 5927.9 | CRI
Accessories | CONVENTIONAL | PPE-B | Mounting Backbox for PPE |  | 810 | 698.14 | 2025-07-25 | 1215 | 1053 | 148385.9 | 972 | 931.5 | 891 | CRI
Accessories | CONVENTIONAL | PDC-1 | Manual Call Point - Explosionproof |  | 114143 | 110397.93 | 2025-07-25 | 171214.5 | 148385.9 | 0 | 136971.6 | 131264.45 | 125557.3 | CRI
Accessories | CONVENTIONAL | KSP-10HSG(JE) | Combination Box (Local Lamp, CL1 MCP & Bell), without backbox |  |  | 8669.7 | 2025-07-25 | 0 | 0 | 0 | 0 | 0 | 0 | CRI
Accessories | CONVENTIONAL | KSP-10HSGW(JE) | Combination Box (Local Lamp, CL1 MCP & Bell) - Weatherproof, without backbox |  |  | 12215.15 | 2025-07-25 | 0 | 0 | 0 | 0 | 0 | 0 | CRI
Accessories | CONVENTIONAL | KSP-20HSG(JE) | Combination Box (Local Lamp, CL2 MCP & Bell), without backbox |  |  | 6844.5 | 2025-07-25 | 0 | 0 | 0 | 0 | 0 | 0 | CRI
Accessories | CONVENTIONAL | KSP-20HSGW(JE) | Combination Box (Local Lamp, CL2 MCP & Bell) - Weatherproof, without backbox |  |  | 10951.2 | 2025-07-25 | 0 | 0 | 8621.6 | 0 | 0 | 0 | CRI
Accessories | CONVENTIONAL | KSB-00RSDW | Surface Mount Backbox (for Combination Box) |  | 6632 | 1688.31 | 2025-07-25 | 9948 | 8621.6 | 3269.5 | 7958.4 | 7626.8 | 7295.2 | CRI
Accessories | CONVENTIONAL | KSB-00USD | Flush Mount Backbox (for Combination Box) |  | 2515 | 1381.64 | 2025-07-25 | 3772.5 | 3269.5 | 6451.9 | 3018 | 2892.25 | 2766.5 | CRI
Accessories | CONVENTIONAL | SC-PA | Fireman Telephone Handset |  | 4963 | 5127.41 | 2025-07-25 | 7444.5 | 6451.9 | 9236.5 | 5955.6 | 5707.45 | 5459.3 | CRI
Accessories | CONVENTIONAL | ARS-B104 | Door Release |  | 7105 | 6871.85 | 2025-07-25 | 10657.5 | 9236.5 | 3828.5 | 8526 | 8170.75 | 7815.5 | CRI
Accessories | CONVENTIONAL | SCF-001 | Noise Filter |  | 2945 | 2848.74 | 2025-07-25 | 4417.5 | 3828.5 | 105232.4 | 3534 | 3386.75 | 3239.5 | CRI
HA FireNET PLUS FACP | ADDRESSABLE | FN-1127/220V | FN-1127US0ERS-220 ANALOG/ ADDRESSABLE FIRE CONTROL PANEL 220V (2 LOOP/4AMP PS), RED |  | 80948 | 91832.82 | 2025-07-25 | 121422 | 105232.4 | 133295.5 | 97137.6 | 93090.2 | 89042.8 | CRI
HA FireNET PLUS FACP | ADDRESSABLE | FN-1127N/220V | FN-1127US1ERS-220 ANALOG /ADDRESSABLE FIRE CONTROL PANEL 220V (2 LOOP/4AMP PS) W/NETWORK CARD W/MANUAL, RED |  | 102535 | 115310.42 | 2025-07-25 | 153802.5 | 133295.5 | 0 | 123042 | 117915.25 | 112788.5 | CRI
HA FireNET PLUS FACP | ADDRESSABLE | FN-4127/220V | FN-4127US0ERS-220 ANALOG /ADDRESSABLE FIRE CONTROL PANEL 220V (4 LOOP/4AMP PS) W/MANUAL, RED |  |  | 126373.75 | 2025-07-25 | 0 | 0 | 0 | 0 | 0 | 0 | CRI
HA FireNET PLUS FACP | ADDRESSABLE | FN-4127N/220V | FN-4127US1ERS-220 ANALOG /ADDRESSABLE FIRE CONTROL PANEL 220V (4 LOOP/4AMP PS) W/NETWORK CARD W/MANUAL, RED |  |  | 146351.21 | 2025-07-25 | 0 | 0 | 0 | 0 | 0 | 0 | CRI
HA FireNET PLUS FACP | ADDRESSABLE | FN-6127/220V | FN-6127US1ERS-220 ANALOG/ADDRESS. FIRE CONTROL PANEL 220V (6 LOOP/4AMP PS) W/NETWORK CARD W/MANUAL Non UL |  |  | 348607.54 | 2025-07-25 | 0 | 0 | 0 | 0 | 0 | 0 | CRI
HA FireNET PLUS FACP | ADDRESSABLE | FN-8127/220V | FN-8127US1ERS-220 ANALOG/ADDRESS. FIRE CONTROL PANEL 220V(8 LOOP/4AMP PS) W/NETWORK CARD, W/MANUAL |  |  | 397348.64 | 2025-07-25 | 0 | 0 | 0 | 0 | 0 | 0 | CRI
HA FireNET PLUS FACP | ADDRESSABLE | FN-LCD-N-R | FN-LCDNUS00RS-024 NETWORK ANNUNCIATOR (RED) W/MANUAL |  |  | 54073.19 | 2025-07-25 | 0 | 0 | 42299.4 | 0 | 0 | 0 | CRI
HA FireNET PLUS FACP | ADDRESSABLE | FN-LCD-S-R | FN-LCDSUS00RS-024 SERIAL ANNUNCIATOR (RED) |  | 32538 | 31470.63 | 2025-07-25 | 48807 | 42299.4 | 34390.2 | 39045.6 | 37418.7 | 35791.8 | CRI
HA FireNET FACP EXPANDERS | ADDRESSABLE | FNP-1127-SLC | SINGLE SLC LOOP EXPANDER CARD (FireNET PLUS ONLY) |  | 26454 | 23727.6 | 2025-07-25 | 39681 | 34390.2 | 0 | 31744.8 | 30422.1 | 29099.4 | CRI
HA FireNET FACP EXPANDERS | ADDRESSABLE | FN-4127-SLC | HAS552US9 DUAL SLC LOOP EXPANDER CARD (FireNET ONLY) |  |  | 24183.9 | 2025-07-25 | 0 | 0 | 30950.4 | 0 | 0 | 0 | CRI
HA FireNET FACP EXPANDERS | ADDRESSABLE | FN-4127-NIC | HAS555 NETWORK INTERFACE CARD (FireNET & FireNET Plus) |  | 23808 | 21902.4 | 2025-07-25 | 35712 | 30950.4 | 24761.1 | 28569.6 | 27379.2 | 26188.8 | CRI
HA FireNET FACP EXPANDERS | ADDRESSABLE | FN-4127-IO | HAS560 16 CHANNEL INPUT/OUTPUT BOARD |  | 19047 | 16335.64 | 2025-07-25 | 28570.5 | 24761.1 | 0 | 22856.4 | 21904.05 | 20951.7 | CRI
HA FireNET FACP EXPANDERS | ADDRESSABLE | FN-DAC | DIGITAL ALARM COMMUNICATOR (FireNET FN-2127, FN-4127 Network Annunciators only) |  |  | 14816.06 | 2025-07-25 | 0 | 0 | 0 | 0 | 0 | 0 | CRI
HA FireNET FACP EXPANDERS | ADDRESSABLE | FN-4127-BO | CONTROL UNIT BOARD ONLY (K6002) |  |  | 40040.33 | 2025-07-25 | 0 | 0 | 0 | 0 | 0 | 0 | CRI
HA FireNET FACP EXPANDERS | ADDRESSABLE | FN-4127-CPA-BO | PANEL ANNUNCIATOR BOARD ONLY (K6001 ) |  |  | 41025.94 | 2025-07-25 | 0 | 0 | 0 | 0 | 0 | 0 | CRI
HA FireNET FACP EXPANDERS | ADDRESSABLE | FN-PS776/220V | 5.25 AMP POWER SUPPLY (new model of FN-PS402), 220V, 9TH EDITION |  |  | 24777.09 | 2025-07-25 | 0 | 0 | 235144 | 0 | 0 | 0 | CRI
HA Latitude FACP | ADDRESSABLE | LA302H1-10 | FireNET Latitude - 2 loop, 5.25A PSU, D5, 1 aperture (surface), Enable Key, Red |  | 180880 | 125350.41 | 2025-07-25 | 271320 | 235144 | 263645.2 | 217056 | 208012 | 198968 | CRI
HA Latitude FACP | ADDRESSABLE | LA303H1-10 | FireNET Latitude - 2 loop, 10.25A PSU, D5, 1 aperture (surface), Enable Key, Red |  | 202804 | 144880.27 | 2025-07-25 | 304206 | 263645.2 | 502559.2 | 243364.8 | 233224.6 | 223084.4 | CRI
HA Latitude FACP | ADDRESSABLE | LA903H5-10 | FireNET Latitude - 10 loop, 10.25A PSU, D6, 1 aperture (surface), Enable Key, Red |  | 386584 | 304249.89 | 2025-07-25 | 579876 | 502559.2 | 334902.1 | 463900.8 | 444571.6 | 425242.4 | CRI
HA Latitude FACP | ADDRESSABLE | LA903H1-10 | FireNET Latitude - 2 loop, 8 Slot, 10.25A PSU, M6, 1 aperture (surface), Enable Key, Red |  | 257617 | 261752.4 | 2025-07-25 | 386425.5 | 334902.1 | 101132.2 | 309140.4 | 296259.55 | 283378.7 | CRI
HA Latitude FACP | ADDRESSABLE | LFC00NC-10 | FireNET Latitude Vision Network Repeater, surface, Red |  | 77794 | 63491.87 | 2025-07-25 | 116691 | 101132.2 | 39191.1 | 93352.8 | 89463.1 | 85573.4 | CRI
HA Latitude FACP | ADDRESSABLE | S723-HA | FireNET Latitude network module (Ethernet and IFAM) |  | 30147 | 22815 | 2025-07-25 | 45220.5 | 39191.1 | 18023.2 | 36176.4 | 34669.05 | 33161.7 | CRI
HA Latitude FACP | ADDRESSABLE | S791-HA | FireNET Latitude 8 way relay module |  | 13864 | 18252 | 2025-07-25 | 20796 | 18023.2 | 53441.7 | 16636.8 | 15943.6 | 15250.4 | CRI
HA Latitude FACP | ADDRESSABLE | S788-HA | FireNET Latitude Media Gateway module |  | 41109 | 33446.79 | 2025-07-25 | 61663.5 | 53441.7 | 43821.7 | 49330.8 | 47275.35 | 45219.9 | CRI
HA Latitude FACP | ADDRESSABLE | S758-HA | FireNET Latitude 2 loop card * for replacement order purpose (if any) ONLY |  | 33709 | 27378 | 2025-07-25 | 50563.5 | 43821.7 | 0 | 40450.8 | 38765.35 | 37079.9 | CRI
HA Sensor | ADDRESSABLE | ALN-V | WIDE SMOKE RANGE PHOTO SENSOR |  |  | 2993.55 | 2025-07-25 | 0 | 0 | 4195.555 | 0 | 0 | 0 | CRI
HA Sensor | ADDRESSABLE | ATJ-EA | HEAT SENSOR |  | 3227.35 | 3121.48 | 2026-01-06 | 4841.025 | 4195.555 | 6276.4 | 3872.82 | 3711.4525 | 3550.085 | CRI
HA Sensor | ADDRESSABLE | ACC-V | MULTI SENSOR PHOTO HEAT |  | 4828 | 4554.29 | 2025-07-25 | 7242 | 6276.4 | 0 | 5793.6 | 5552.2 | 5310.8 | CRI
HA Sensor | ADDRESSABLE | ACD-V | SMOKE/HEAT/CO MULTI SENSOR - For FireNET Plus and Latitude UL only |  |  | 9210.92 | 2025-07-25 | 0 | 0 | 605.8 | 0 | 0 | 0 | CRI
HA Sensor Bases | ADDRESSABLE | YBN-NSA-4 | 4" ANALOG SENSOR BASE, BONE |  | 466 | 358.21 | 2026-01-06 | 699 | 605.8 | 634.4 | 559.2 | 535.9 | 512.6 | CRI
HA Sensor Bases | ADDRESSABLE | HSB-NSA-6 | 6" ANALOG SENSOR BASE, BONE |  | 488 | 358.21 | 2025-07-25 | 732 | 634.4 | 5708.716 | 585.6 | 561.2 | 536.8 | CRI
HA Sensor Bases | ADDRESSABLE | ASB-7 | ANALOG SOUNDER BASE (AUX POWER), BONE |  | 4391.32 | 3479.68 | 2025-07-25 | 6586.98 | 5708.716 | 11073.4 | 5269.584 | 5050.018 | 4830.452 | CRI
HA Sensor Bases | ADDRESSABLE | ASBL | ANALOG SOUNDER BASE LOW FREQUENCY |  | 8518 | 7419.91 | 2025-07-25 | 12777 | 11073.4 | 3302 | 10221.6 | 9795.7 | 9369.8 | CRI
HA Sensor Bases | ADDRESSABLE | SCI-B4 | Short circuit isolator analog sensor base 4", Bone |  | 2540 | 2046.87 | 2025-07-25 | 3810 | 3302 | 5158.4 | 3048 | 2921 | 2794 | CRI
HA Sensor Bases | ADDRESSABLE | SCI-B6 | Short circuit isolator analog sensor base 6", Bone |  | 3968 | 3479.68 | 2025-07-25 | 5952 | 5158.4 | 4161.3 | 4761.6 | 4563.2 | 4364.8 | CRI
HA Sensor Bases | ADDRESSABLE | RAI-LED | REMOTE ALARM LED INDICATOR FOR ANALOG SENSORS |  | 3201 | 1074.61 | 2025-07-25 | 4801.5 | 4161.3 | 3335.8 | 3841.2 | 3681.15 | 3521.1 | CRI
HA MODULES | ADDRESSABLE | DCP-FRCME-M | FAST RESPONSE CONTACT MONITORING MODULE |  | 2566 | 2481.83 | 2025-07-25 | 3849 | 3335.8 | 4126.2 | 3079.2 | 2950.9 | 2822.6 | CRI
HA MODULES | ADDRESSABLE | DCP-FRCME-P | FAST RESPONSE CONTACT MONITOR, WITH PIGTAILS |  | 3174 | 3070.31 | 2025-07-25 | 4761 | 4126.2 | 4401.8 | 3808.8 | 3650.1 | 3491.4 | CRI
HA MODULES | ADDRESSABLE | DCP-FRCMA | FAST RESPONSE CONTACT MONITOR FOR 4" BOX CLASS "A" |  | 3386 | 3274.99 | 2025-07-25 | 5079 | 4401.8 | 4608.5 | 4063.2 | 3893.9 | 3724.6 | CRI
HA MODULES | ADDRESSABLE | DCP-FRCMA-I | FAST RESPONSE CONTACT MONITOR FOR 4" BOX CLASS "A" ISOLATOR |  | 3545 | 3428.51 | 2025-07-25 | 5317.5 | 4608.5 | 5639.4 | 4254 | 4076.75 | 3899.5 | CRI
HA MODULES | ADDRESSABLE | DCP-CZM | CONVENTIONAL ZONE INPUT MODULE |  | 4338 | 4196.08 | 2025-07-25 | 6507 | 5639.4 | 6259.5 | 5205.6 | 4988.7 | 4771.8 | CRI
HA MODULES | ADDRESSABLE | DCP-DIMM | DUAL INPUT MONITOR MODULE |  | 4815 | 4656.63 | 2025-07-25 | 7222.5 | 6259.5 | 6396 | 5778 | 5537.25 | 5296.5 | CRI
HA MODULES | ADDRESSABLE | DCP-R2ML | DUAL RELAY MODULE 4", 2 AMPS @ 24VDC or 1 AMP @ 120VAC |  | 4920 | 4758.98 | 2025-07-25 | 7380 | 6396 | 6671.6 | 5904 | 5658 | 5412 | CRI
HA MODULES | ADDRESSABLE | DCP-R2ML-I | DUAL RELAY MODULE 4", 2 AMPS @24VDC or 1 AMP @ 120VAC, w/ISOLATOR |  | 5132 | 4963.66 | 2025-07-25 | 7698 | 6671.6 | 10316.8 | 6158.4 | 5901.8 | 5645.2 | CRI
HA MODULES | ADDRESSABLE | DCP-R2MH | DUAL RELAY MODULE 4", 8 AMPS @ 24VDC or 2 AMPS @ 120VAC |  | 7936 | 7675.76 | 2025-07-25 | 11904 | 10316.8 | 11328.2 | 9523.2 | 9126.4 | 8729.6 | CRI
HA MODULES | ADDRESSABLE | DCP-R2MH-I | DUAL RELAY MODULE 4", 8 AMPS @ 24VDC or 2 AMPS @ 120VAC, w/ISOLATOR |  | 8714 | 7931.63 | 2025-07-25 | 13071 | 11328.2 | 7231.9 | 10456.8 | 10021.1 | 9585.4 | CRI
HA MODULES | ADDRESSABLE | DCP-SOM-A | SUPERVISED OUTPUT MODULE 4" CLASS "A" |  | 5563 | 5117.18 | 2025-07-25 | 8344.5 | 7231.9 | 7514 | 6675.6 | 6397.45 | 6119.3 | CRI
HA MODULES | ADDRESSABLE | DCP-SOM-AI | SUPERVISED OUTPUT MODULE 4" CLASS "A" ISOLATOR |  | 5780 | 5373.04 | 2025-07-25 | 8670 | 7514 | 9202.7 | 6936 | 6647 | 6358 | CRI
HA MODULES | ADDRESSABLE | DCP-SOM-R | SUPERVISED OUTPUT MODULE PREACTION RELEASING MODULE |  | 7079 | 6396.47 | 2025-07-25 | 10618.5 | 9202.7 | 4264 | 8494.8 | 8140.85 | 7786.9 | CRI
HA MODULES | ADDRESSABLE | DCP-SCI | SHORT CIRCUIT ISOLATOR |  | 3280 | 3172.65 | 2025-07-25 | 4920 | 4264 | 4886.05 | 3936 | 3772 | 3608 | CRI
|  | ALO-V | SMOKE DETECTOR |  | 3758.5 |  |  | 5637.75 | 4886.05 | 12118.366 | 4510.2 | 4322.275 | 4134.35 | CRI
|  | TCH-B200 | PROGRAMMER (HAND HELD) |  | 9321.82 |  |  | 13982.73 | 12118.366 | 0 | 11186.184 | 10720.093 | 10254.002 | CRI
[8 empty] | 0 | 0 | 0 | 0 | 0 | 0 | CRI
[8 empty] | 0 | 0 | 0 | 0 | 0 | 0 | CRI
[8 empty] | 0 | 0 | 0 | 0 | 0 | 0 | CRI
[8 empty] | 0 | 0 | 0 | 0 | 0 | 0 | CRI
[8 empty] | 0 | 0 | 0 | 0 | 0 | 0 | CRI
[8 empty] | 0 | 0 | 0 | 0 | 0 | 0 | CRI
[8 empty] | 0 | 0 | 0 | 0 | 0 | 0 | CRI
[8 empty] | 0 | 0 | 0 | 0 | 0 | 0 | CRI
[8 empty] | 0 | 0 | 0 | 0 | 0 | 0 | CRI
[8 empty] | 0 | 0 | 0 | 0 | 0 | 0 | CRI
[8 empty] | 0 | 0 | 0 | 0 | 0 | 0 | CRI
[8 empty] | 0 | 0 | 0 | 0 | 0 | 0 | CRI
[8 empty] | 0 | 0 | 0 | 0 | 0 | 0 | CRI
[8 empty] | 0 | 0 | 0 | 0 | 0 | 0 | CRI
[8 empty] | 0 | 0 | 0 | 0 | 0 | 0 | CRI
[8 empty] | 0 | 0 | 0 | 0 | 0 | 0 | CRI
[8 empty] | 0 | 0 | 0 | 0 | 0 | 0 | CRI
[8 empty] | 0 | 0 | 0 | 0 | 0 | 0 | CRI
[8 empty] | 0 | 0 | 0 | 0 | 0 | 0 | CRI
[8 empty] | 0 | 0 | 0 | 0 | 0 | 0 | CRI
[8 empty] | 0 | 0 | 0 | 0 | 0 | 0 | CRI
[8 empty] | 0 | 0 | 0 | 0 | 0 | 0 | CRI
[8 empty] | 0 | 0 | 0 | 0 | 0 | 0 | CRI
[8 empty] | 0 | 0 | 0 | 0 | 0 | 0 | CRI
[8 empty] | 0 | 0 | 0 | 0 | 0 | 0 | CRI
[8 empty] | 0 | 0 | 0 | 0 | 0 | 0 | CRI
[8 empty] | 0 | 0 | 0 | 0 | 0 | 0 | CRI
[8 empty] | 0 | 0 | 0 | 0 | 0 | 0 | CRI
[8 empty] | 0 | 0 | 0 | 0 | 0 | 0 | CRI
[8 empty] | 0 | 0 | 0 | 0 | 0 | 0 | CRI
[8 empty] | 0 | 0 | 0 | 0 | 0 | 0 | CRI
[8 empty] | 0 | 0 | 0 | 0 | 0 | 0 | CRI
[8 empty] | 0 | 0 | 0 | 0 | 0 | 0 | CRI
[8 empty] | 0 | 0 | 0 | 0 | 0 | 0 | CRI
[8 empty] | 0 | 0 | 0 | 0 | 0 | 0 | CRI
[8 empty] | 0 | 0 | 0 | 0 | 0 | 0 | CRI
[8 empty] | 0 | 0 | 0 | 0 | 0 | 0 | CRI
[8 empty] | 0 | 0 | 0 | 0 | 0 | 0 | CRI
[8 empty] | 0 | 0 | 0 | 0 | 0 | 0 | CRI
[8 empty] | 0 | 0 | 0 | 0 | 0 | 0 | CRI
[8 empty] | 0 | 0 | 0 | 0 | 0 | 0 | CRI
[8 empty] | 0 | 0 | 0 | 0 | 0 | 0 | CRI
[8 empty] | 0 | 0 | 0 | 0 | 0 | 0 | CRI
[8 empty] | 0 | 0 | 0 | 0 | 0 | 0 | CRI
[8 empty] | 0 | 0 | 0 | 0 | 0 | 0 | CRI
[8 empty] | 0 | 0 | 0 | 0 | 0 | 0 | CRI
[8 empty] | 0 | 0 | 0 | 0 | 0 | 0 | CRI
[8 empty] | 0 | 0 | 0 | 0 | 0 | 0 | CRI
[8 empty] | 0 | 0 | 0 | 0 | 0 | 0 | CRI
[8 empty] | 0 | 0 | 0 | 0 | 0 | 0 | CRI
[8 empty] | 0 | 0 | 0 | 0 | 0 | 0 | CRI
[8 empty] | 0 | 0 | 0 | 0 | 0 | 0 | CRI
[8 empty] | 0 | 0 | 0 | 0 | 0 | 0 | CRI
[8 empty] | 0 | 0 | 0 | 0 | 0 | 0 | CRI
[8 empty] | 0 | 0 | 0 | 0 | 0 | 0 | CRI
[8 empty] | 0 | 0 | 0 | 0 | 0 | 0 | CRI
[8 empty] | 0 | 0 | 0 | 0 | 0 | 0 | CRI
[8 empty] | 0 | 0 | 0 | 0 | 0 | 0 | CRI
[8 empty] | 0 | 0 | 0 | 0 | 0 | 0 | CRI
[8 empty] | 0 | 0 | 0 | 0 | 0 | 0 | CRI
[8 empty] | 0 | 0 | 0 | 0 | 0 | 0 | CRI
[8 empty] | 0 | 0 | 0 | 0 | 0 | 0 | CRI
[8 empty] | 0 | 0 | 0 | 0 | 0 | 0 | CRI
[8 empty] | 0 | 0 | 0 | 0 | 0 | 0 | CRI
[8 empty] | 0 | 0 | 0 | 0 | 0 | 0 | CRI
[8 empty] | 0 | 0 | 0 | 0 | 0 | 0 | CRI
[8 empty] | 0 | 0 | 0 | 0 | 0 | 0 | CRI
[8 empty] | 0 | 0 | 0 | 0 | 0 | 0 | CRI
[8 empty] | 0 | 0 | 0 | 0 | 0 | 0 | CRI
[8 empty] | 0 | 0 | 0 | 0 | 0 | 0 | CRI
[8 empty] | 0 | 0 | 0 | 0 | 0 | 0 | CRI
[8 empty] | 0 | 0 | 0 | 0 | 0 | 0 | CRI
[8 empty] | 0 | 0 | 0 | 0 | 0 | 0 | CRI
[8 empty] | 0 | 0 | 0 | 0 | 0 | 0 | CRI
[8 empty] | 0 | 0 | 0 | 0 | 0 | 0 | CRI
[8 empty] | 0 | 0 | 0 | 0 | 0 | 0 | CRI
[8 empty] | 0 | 0 | 0 | 0 | 0 | 0 | CRI
[8 empty] | 0 | 0 | 0 | 0 | 0 | 0 | CRI
[8 empty] | 0 | 0 | 0 | 0 | 0 | 0 | CRI
[8 empty] | 0 | 0 | 0 | 0 | 0 | 0 | CRI
[8 empty] | 0 | 0 | 0 | 0 | 0 | 0 | CRI
[8 empty] | 0 | 0 | 0 | 0 | 0 | 0 | CRI
[8 empty] | 0 | 0 | 0 | 0 | 0 | 0 | CRI
[8 empty] | 0 | 0 | 0 | 0 | 0 | 0 | CRI
[8 empty] | 0 | 0 | 0 | 0 | 0 | 0 | CRI
[8 empty] | 0 | 0 | 0 | 0 | 0 | 0 | CRI
[8 empty] | 0 | 0 | 0 | 0 | 0 | 0 | CRI
[8 empty] | 0 | 0 | 0 | 0 | 0 | 0 | CRI
[8 empty] | 0 | 0 | 0 | 0 | 0 | 0 | CRI
[8 empty] | 0 | 0 | 0 | 0 | 0 | 0 | CRI
[8 empty] | 0 | 0 | 0 | 0 | 0 | 0 | CRI
[8 empty] | 0 | 0 | 0 | 0 | 0 | 0 | CRI
[8 empty] | 0 | 0 | 0 | 0 | 0 | 0 | CRI
[8 empty] | 0 | 0 | 0 | 0 | 0 | 0 | CRI
[8 empty] | 0 | 0 | 0 | 0 | 0 | 0 | CRI
[8 empty] | 0 | 0 | 0 | 0 | 0 | 0 | CRI
[8 empty] | 0 | 0 | 0 | 0 | 0 | 0 | CRI
[8 empty] | 0 | 0 | 0 | 0 | 0 | 0 | CRI
[8 empty] | 0 | 0 | 0 | 0 | 0 | 0 | CRI
[8 empty] | 0 | 0 | 0 | 0 | 0 | 0 | CRI
[8 empty] | 0 | 0 | 0 | 0 | 0 | 0 | CRI
[8 empty] | 0 | 0 | 0 | 0 | 0 | 0 | CRI
[8 empty] | 0 | 0 | 0 | 0 | 0 | 0 | CRI
[8 empty] | 0 | 0 | 0 | 0 | 0 | 0 | CRI
[8 empty] | 0 | 0 | 0 | 0 | 0 | 0 | CRI
[8 empty] | 0 | 0 | 0 | 0 | 0 | 0 | CRI
[8 empty] | 0 | 0 | 0 | 0 | 0 | 0 | CRI
[8 empty] | 0 | 0 | 0 | 0 | 0 | 0 | CRI
[8 empty] | 0 | 0 | 0 | 0 | 0 | 0 | CRI
[8 empty] | 0 | 0 | 0 | 0 | 0 | 0 | CRI
[8 empty] | 0 | 0 | 0 | 0 | 0 | 0 | CRI
[8 empty] | 0 | 0 | 0 | 0 | 0 | 0 | CRI
[8 empty] | 0 | 0 | 0 | 0 | 0 | 0 | CRI
[8 empty] | 0 | 0 | 0 | 0 | 0 | 0 | CRI
[8 empty] | 0 | 0 | 0 | 0 | 0 | 0 | CRI
[8 empty] | 0 | 0 | 0 | 0 | 0 | 0 | CRI
[8 empty] | 0 | 0 | 0 | 0 | 0 | 0 | CRI
[8 empty] | 0 | 0 | 0 | 0 | 0 | 0 | CRI
[8 empty] | 0 | 0 | 0 | 0 | 0 | 0 | CRI
[8 empty] | 0 | 0 | 0 | 0 | 0 | 0 | CRI
[8 empty] | 0 | 0 | 0 | 0 | 0 | 0 | CRI
[8 empty] | 0 | 0 | 0 | 0 | 0 | 0 | CRI
[8 empty] | 0 | 0 | 0 | 0 | 0 | 0 | CRI
[8 empty] | 0 | 0 | 0 | 0 | 0 | 0 | CRI
[8 empty] | 0 | 0 | 0 | 0 | 0 | 0 | CRI
[8 empty] | 0 | 0 | 0 | 0 | 0 | 0 | CRI
[8 empty] | 0 | 0 | 0 | 0 | 0 | 0 | CRI
[8 empty] | 0 | 0 | 0 | 0 | 0 | 0 | CRI
[8 empty] | 0 | 0 | 0 | 0 | 0 | 0 | CRI
[8 empty] | 0 | 0 | 0 | 0 | 0 | 0 | CRI
[8 empty] | 0 | 0 | 0 | 0 | 0 | 0 | CRI
[8 empty] | 0 | 0 | 0 | 0 | 0 | 0 | CRI
[8 empty] | 0 | 0 | 0 | 0 | 0 | 0 | CRI
[8 empty] | 0 | 0 | 0 | 0 | 0 | 0 | CRI
[8 empty] | 0 | 0 | 0 | 0 | 0 | 0 | CRI
[8 empty] | 0 | 0 | 0 | 0 | 0 | 0 | CRI
[8 empty] | 0 | 0 | 0 | 0 | 0 | 0 | CRI
[8 empty] | 0 | 0 | 0 | 0 | 0 | 0 | CRI
[8 empty] | 0 | 0 | 0 | 0 | 0 | 0 | CRI
[8 empty] | 0 | 0 | 0 | 0 | 0 | 0 | CRI
[8 empty] | 0 | 0 | 0 | 0 | 0 | 0 | CRI
[8 empty] | 0 | 0 | 0 | 0 | 0 | 0 | CRI
[8 empty] | 0 | 0 | 0 | 0 | 0 | 0 | CRI
[8 empty] | 0 | 0 | 0 | 0 | 0 | 0 | CRI
[8 empty] | 0 | 0 | 0 | 0 | 0 | 0 | CRI
[8 empty] | 0 | 0 | 0 | 0 | 0 | 0 | CRI
[8 empty] | 0 | 0 | 0 | 0 | 0 | 0 | CRI
[8 empty] | 0 | 0 | 0 | 0 | 0 | 0 | CRI
[8 empty] | 0 | 0 | 0 | 0 | 0 | 0 | CRI
[8 empty] | 0 | 0 | 0 | 0 | 0 | 0 | CRI
[8 empty] | 0 | 0 | 0 | 0 | 0 | 0 | CRI
[8 empty] | 0 | 0 | 0 | 0 | 0 | 0 | CRI
[8 empty] | 0 | 0 | 0 | 0 | 0 | 0 | CRI
[8 empty] | 0 | 0 | 0 | 0 | 0 | 0 | CRI
[8 empty] | 0 | 0 | 0 | 0 | 0 | 0 | CRI
[8 empty] | 0 | 0 | 0 | 0 | 0 | 0 | CRI
[8 empty] | 0 | 0 | 0 | 0 | 0 | 0 | CRI
[8 empty] | 0 | 0 | 0 | 0 | 0 | 0 | CRI
[8 empty] | 0 | 0 | 0 | 0 | 0 | 0 | CRI
[8 empty] | 0 | 0 | 0 | 0 | 0 | 0 | CRI
[8 empty] | 0 | 0 | 0 | 0 | 0 | 0 | CRI
[8 empty] | 0 | 0 | 0 | 0 | 0 | 0 | CRI
[8 empty] | 0 | 0 | 0 | 0 | 0 | 0 | CRI
[8 empty] | 0 | 0 | 0 | 0 | 0 | 0 | CRI
[8 empty] | 0 | 0 | 0 | 0 | 0 | 0 | CRI
[8 empty] | 0 | 0 | 0 | 0 | 0 | 0 | CRI
[8 empty] | 0 | 0 | 0 | 0 | 0 | 0 | CRI
[8 empty] | 0 | 0 | 0 | 0 | 0 | 0 | CRI
[8 empty] | 0 | 0 | 0 | 0 | 0 | 0 | CRI
[8 empty] | 0 | 0 | 0 | 0 | 0 | 0 | CRI
[8 empty] | 0 | 0 | 0 | 0 | 0 | 0 | CRI
[8 empty] | 0 | 0 | 0 | 0 | 0 | 0 | CRI
[8 empty] | 0 | 0 | 0 | 0 | 0 | 0 | CRI
[8 empty] | 0 | 0 | 0 | 0 | 0 | 0 | CRI
[8 empty] | 0 | 0 | 0 | 0 | 0 | 0 | CRI
[8 empty] | 0 | 0 | 0 | 0 | 0 | 0 | CRI
[8 empty] | 0 | 0 | 0 | 0 | 0 | 0 | CRI
[8 empty] | 0 | 0 | 0 | 0 | 0 | 0 | CRI
[8 empty] | 0 | 0 | 0 | 0 | 0 | 0 | CRI
[8 empty] | 0 | 0 | 0 | 0 | 0 | 0 | CRI
[8 empty] | 0 | 0 | 0 | 0 | 0 | 0 | CRI
[8 empty] | 0 | 0 | 0 | 0 | 0 | 0 | CRI
[8 empty] | 0 | 0 | 0 | 0 | 0 | 0 | CRI
[8 empty] | 0 | 0 | 0 | 0 | 0 | 0 | CRI
[8 empty] | 0 | 0 | 0 | 0 | 0 | 0 | CRI
[8 empty] | 0 | 0 | 0 | 0 | 0 | 0 | CRI
[8 empty] | 0 | 0 | 0 | 0 | 0 | 0 | CRI
[8 empty] | 0 | 0 | 0 | 0 | 0 | 0 | CRI
[8 empty] | 0 | 0 | 0 | 0 | 0 | 0 | CRI
[8 empty] | 0 | 0 | 0 | 0 | 0 | 0 | CRI
[8 empty] | 0 | 0 | 0 | 0 | 0 | 0 | CRI
[8 empty] | 0 | 0 | 0 | 0 | 0 | 0 | CRI
[8 empty] | 0 | 0 | 0 | 0 | 0 | 0 | CRI
[8 empty] | 0 | 0 | 0 | 0 | 0 | 0 | CRI
[8 empty] | 0 | 0 | 0 | 0 | 0 | 0 | CRI
[8 empty] | 0 | 0 | 0 | 0 | 0 | 0 | CRI
[8 empty] | 0 | 0 | 0 | 0 | 0 | 0 | CRI

## FDAS_HORING-LIH
CATEGORY | TYPE | MODEL | ITEM DESCRIPTION | OTHER DESCRIPTION | UPDATED AMOUNT | PURCHASE AMOUNT | Last Price Update Date | SRP (End-User) |  | DEALER's PRICE |  | CONTRACTOR's PRICE |  | REMARKS
[8 empty] | Small Volume (50% Mark-Up) | Big Volume (30% Mark-Up) | Small Volume (30% Mark-Up) | Big Volume (20% Mark-Up) | Small Volume (15% Mark-Up) | Big Volume (10% Mark-Up) | ALWAYS CHECK WITH THE PURCHASING DEPT. FOR THE UPDATED PRICE BEFORE ISSUANCE OF P.O.
FIRE ALARM 220VOLTS | CONVENTIONAL | 9VBATTOP | 9V SMOKE DETECTOR BATTERY OPERATED (CHINA) |  |  | 350 | 2024-03-01 | 525 | 455 | 455 | 420 | 402.5 | 385
FIRE ALARM 220VOLTS | CONVENTIONAL | SN-948 | 9V SMOKE DETECTOR BATTERY OPERATED (CHINA) |  |  | 500 | 2024-03-01 | 750 | 650 | 650 | 600 | 575 | 550
FIRE ALARM 220VOLTS | CONVENTIONAL | QA-31 | 9V SMOKE DETECTOR BATTERY OPERATED (HORING) |  |  | 750 | 2024-03-01 | 1125 | 975 | 975 | 900 | 862.5 | 825
FIRE ALARM 220VOLTS | CONVENTIONAL | AHB6-ROUND | 6" dia FIRE ALARM BELL (ROUND) 220V |  |  | 600 | 2024-03-01 | 900 | 780 | 780 | 720 | 690 | 660
FIRE ALARM 220VOLTS | CONVENTIONAL | AHB6-HALLO | 6" dia FIRE ALARM BELL (HALLO) 220V |  |  | 950 | 2024-03-01 | 1425 | 1235 | 1235 | 1140 | 1092.5 | 1045
FIRE ALARM 220VOLTS | CONVENTIONAL | AHB10-HALLO | 10" dia FIRE ALARM BELL (HALLO) 220V |  |  | 1300 | 2024-03-01 | 1950 | 1690 | 1690 | 1560 | 1495 | 1430
FIRE ALARM SYSTEM 24VC | CONVENTIONAL | AH: 00212 - 2z | 2-ZONES FIRE ALARM CONTROL PANEL W/ BACK-UP BATTERY | Made in Taiwan | 15750 | 17500 | 2025-07-25 | 23625 | 20475 | 20475 | 18900 | 18112.5 | 17325
FIRE ALARM SYSTEM 24VC | CONVENTIONAL | AH: 00212 - 4z | 4-ZONES FIRE ALARM CONTROL PANEL W/ BACK-UP BATTERY | Made in Taiwan | 17750 | 18700 | 2025-07-25 | 26625 | 23075 | 23075 | 21300 | 20412.5 | 19525
FIRE ALARM SYSTEM 24VC | CONVENTIONAL | AH: 00212 - 6z | 6-ZONES FIRE ALARM CONTROL PANEL W/ BACK-UP BATTERY | Made in Taiwan | 19350 | 21000 | 2025-07-25 | 29025 | 25155 | 25155 | 23220 | 22252.5 | 21285
FIRE ALARM SYSTEM 24VC | CONVENTIONAL | AH: 00212 - 8z | 8-ZONES FIRE ALARM CONTROL PANEL W/ BACK-UP BATTERY | Made in Taiwan | 20000 | 22000 | 2025-07-25 | 30000 | 26000 | 26000 | 24000 | 23000 | 22000
FIRE ALARM SYSTEM 24VC | CONVENTIONAL | AH: 00212 - 10z | 10-ZONES FIRE ALARM CONTROL PANEL W/ BACK-UP BATTERY | Made in Taiwan | 21250 | 24000 | 2025-07-25 | 31875 | 27625 | 27625 | 25500 | 24437.5 | 23375
AHC-871 FIRE ALARM CONTROL PANEL | CONVENTIONAL | AHC-871 - 15z | 15-ZONES FIRE ALARM CONTROL PANEL W/ BACK-UP BATTERY | Made in Taiwan | 31750 | 44500 | 2025-07-25 | 47625 | 41275 | 41275 | 38100 | 36512.5 | 34925
AHC-871 FIRE ALARM CONTROL PANEL | CONVENTIONAL | AHC-871 - 20z | 20-ZONES FIRE ALARM CONTROL PANEL W/ BACK-UP BATTERY | Made in Taiwan | 35500 | 49700 | 2025-07-25 | 53250 | 46150 | 46150 | 42600 | 40825 | 39050
AHC-871 FIRE ALARM CONTROL PANEL | CONVENTIONAL | AHC-871 - 25z | 25-ZONES FIRE ALARM CONTROL PANEL W/ BACK-UP BATTERY | Made in Taiwan | 41000 | 57500 | 2025-07-25 | 61500 | 53300 | 53300 | 49200 | 47150 | 45100
AHC-871 FIRE ALARM CONTROL PANEL | CONVENTIONAL | AHC-871 - 30z | 30-ZONES FIRE ALARM CONTROL PANEL W/ BACK-UP BATTERY | Made in Taiwan | 42750 | 61450 | 2025-07-25 | 64125 | 55575 | 55575 | 51300 | 49162.5 | 47025
AHC-871 FIRE ALARM CONTROL PANEL | CONVENTIONAL | AHC-871 - 35z | 35-ZONES FIRE ALARM CONTROL PANEL W/ BACK-UP BATTERY | Made in Taiwan | 50500 | 71500 | 2025-07-25 | 75750 | 65650 | 65650 | 60600 | 58075 | 55550
AHC-871 FIRE ALARM CONTROL PANEL | CONVENTIONAL | AHC-871 - 40z | 40-ZONES FIRE ALARM CONTROL PANEL W/ BACK-UP BATTERY | Made in Taiwan | 53000 | 76500 | 2025-07-25 | 79500 | 68900 | 68900 | 63600 | 60950 | 58300
AHC-871 FIRE ALARM CONTROL PANEL | CONVENTIONAL | AH-02120 | MULTI HAZARD SUPPRESSION SYSTEMS |  |  | 28000 | 2025-07-25 | 0 | 0 | 0 | 0 | 0 | 0
ACCESSORIES OF FACP |  | EDB01 | REFLECTIVE BEAM DETECTOR |  | 25300 | 36000 | 2025-07-25 | 37950 | 32890 | 32890 | 30360 | 29095 | 27830
ACCESSORIES OF FACP | CONVENTIONAL | AH-9717 | Manual Call Point w/base ( Reset Type ) | 220 VAC and 24 VDC; Fire-Proof Plastic Case; w/ Phone Jack and Reset Botton | 675 | 1000 | 2025-07-25 | 1012.5 | 877.5 | 877.5 | 810 | 776.25 | 742.5
ACCESSORIES OF FACP | CONVENTIONAL | AH-0217 WITH COVER | 220 VAC and 24 VDC; Fire-Proof Plastic Case; w/ Phone Jack and Reset Botton (Horing Lih) |  | 675 | 850 | 2025-07-25 | 1012.5 | 877.5 | 877.5 | 810 | 776.25 | 742.5
ACCESSORIES OF FACP | CONVENTIONAL | QA-31 | Single Station Smoke Detector 9 VDC | Photoelectric Type; 85db/3m Sound Output; Comply to UL217/EN54/CNS/CE; Fire-Proof Casing | 875 | 950 | 2025-07-25 | 1312.5 | 1137.5 | 1137.5 | 1050 | 1006.25 | 962.5
ACCESSORIES OF FACP | CONVENTIONAL | AHS-871 | Photoelectric Smoke Detector 24 VDC UL Approved | UL Listed, Comply to EN54-7/CE, Fire-Proof Casing, 24 VDC | 975 | 1650 | 2025-07-25 | 1462.5 | 1267.5 | 1267.5 | 1170 | 1121.25 | 1072.5
ACCESSORIES OF FACP | CONVENTIONAL | AH-8321 | Photoelectric Smoke Detector 24 VDC CE Approved | CE Approved, Fire-Proof casing, 24VDC | 750 | 900 | 2025-07-25 | 1125 | 975 | 975 | 900 | 862.5 | 825
ACCESSORIES OF FACP | CONVENTIONAL | 8011 | Photoelectric Smoke Detector 24 VDC CE Approved | CE Approved, Fire-Proof casing, 24VDC | 750 | 900 | 2025-07-25 | 1125 | 975 | 975 | 900 | 862.5 | 825
ACCESSORIES OF FACP | CONVENTIONAL | AHR-871 | Rate of Rise Detector, CE Approved | CE Approved, Fire-Proof casing, 24VDC | 500 | 750 | 2025-07-25 | 750 | 650 | 650 | 600 | 575 | 550
ACCESSORIES OF FACP | CONVENTIONAL | AH-9315 | Combination Smoke and Heat Detector CE Approved | CE Approved, Fire-Proof casing, 24VDC | 1300 | 1600 | 2025-07-25 | 1950 | 1690 | 1690 | 1560 | 1495 | 1430
ACCESSORIES OF FACP | CONVENTIONAL | AH-03127-BS | Electronic Sounder with Beacon | CE Approved, 114dB (max), 12~24VDC | 1400 | 2500 | 2025-07-25 | 2100 | 1820 | 1820 | 1680 | 1610 | 1540
ACCESSORIES OF FACP | CONVENTIONAL | AH-0218 | 6" f Fire Alarm Bell 24 VDC | >93dbA@1M Sound Output, 24 VDC Motorized Bell | 900 | 1100 | 2025-07-25 | 1350 | 1170 | 1170 | 1080 | 1035 | 990
FIRE ALARM CONTROL PANEL QA-16 | ADDRESSABLE | QA-16 - 1L | 1 LOOP (250 DEVICES) |  | 70000 | 87000 | 2025-07-25 | 105000 | 91000 | 91000 | 84000 | 80500 | 77000
FIRE ALARM CONTROL PANEL QA-17 | ADDRESSABLE | QA-16 - 2L | 2 LOOP (500 DEVICES) |  | 71000 | 89250 | 2025-07-25 | 106500 | 92300 | 92300 | 85200 | 81650 | 78100
FIRE ALARM CONTROL PANEL QA-18 | ADDRESSABLE | QA-16 - 3L | 3 LOOP (750 DEVICES) |  | 82000 | 99000 | 2025-07-25 | 123000 | 106600 | 106600 | 98400 | 94300 | 90200
FIRE ALARM CONTROL PANEL QA-19 | ADDRESSABLE | QA-16 - 4L | 4 LOOP (1000 DEVICES) |  | 95000 | 101250 | 2025-07-25 | 142500 | 123500 | 123500 | 114000 | 109250 | 104500
FIRE ALARM CONTROL PANEL QA-20 | ADDRESSABLE | QA-16 - 5L | 5 LOOP (1250 DEVICES) |  |  | 114000 | 2025-07-25 | 0 | 0 | 0 | 0 | 0 | 0
FIRE ALARM CONTROL PANEL QA-21 | ADDRESSABLE | QA-16 - 6L | 6 LOOP (1500 DEVICES) |  |  | 118500 | 2025-07-25 | 0 | 0 | 0 | 0 | 0 | 0
FIRE ALARM CONTROL PANEL QA-22 | ADDRESSABLE | QA-16 - 7L | 7 LOOP (1750 DEVICES) |  |  | 128250 | 2025-07-25 | 0 | 0 | 0 | 0 | 0 | 0
FIRE ALARM CONTROL PANEL QA-23 | ADDRESSABLE | QA-16 - 8L | 8 LOOP (2000 DEVICES) |  |  | 132750 | 2025-07-25 | 0 | 0 | 0 | 0 | 0 | 0
ACCESSORIES OF FACP | ADDRESSABLE |  | PRINTER FOR ADDRESSABLE |  | 38000 | 22500 | 2025-07-25 | 57000 | 49400 | 49400 | 45600 | 43700 | 41800
ACCESSORIES OF FACP | ADDRESSABLE | QA-01 | ADDRESSABLE PHOTOELECTRIC SMOKE DETECTOR |  | 1950 | 2500 | 2025-07-25 | 2925 | 2535 | 2535 | 2340 | 2242.5 | 2145
ACCESSORIES OF FACP | ADDRESSABLE | QA-05 | ADDRESSABLE COMBINATION SMOKE & HEAT DETECTOR W/ BASE |  | 2250 | 2700 | 2025-07-25 | 3375 | 2925 | 2925 | 2700 | 2587.5 | 2475
ACCESSORIES OF FACP | ADDRESSABLE | QA-06 | ADDRESSABLE HEAT DETECTOR W/ BASE |  | 1850 | 2300 | 2025-07-25 | 2775 | 2405 | 2405 | 2220 | 2127.5 | 2035
ACCESSORIES OF FACP | ADDRESSABLE | QA-17B | ADDRESSABLE CONTROL MODULE W/BASE |  | 2200 | 2750 | 2025-07-25 | 3300 | 2860 | 2860 | 2640 | 2530 | 2420
ACCESSORIES OF FACP | ADDRESSABLE | QA-17A | ADDRESSABLE OUTPUT MODULE |  | 750 | 1100 | 2025-07-25 | 1125 | 975 | 975 | 900 | 862.5 | 825
ACCESSORIES OF FACP | ADDRESSABLE | QA-17K | ADDRESSABLE MONITORING MODULE |  | 1250 | 1700 | 2025-07-25 | 1875 | 1625 | 1625 | 1500 | 1437.5 | 1375
ACCESSORIES OF FACP | ADDRESSABLE | QA-17H | ADDRESSABLE ISOLATOR MODULE |  | 1250 | 2550 | 2025-07-25 | 1875 | 1625 | 1625 | 1500 | 1437.5 | 1375
ACCESSORIES OF FACP | ADDRESSABLE | QA-19 | ADDRESSABLE MANUAL CALL POINT W/O BASE |  |  | 2400 | 2025-07-25 | 0 | 0 | 0 | 0 | 0 | 0
ACCESSORIES OF FACP | ADDRESSABLE | QA-19 | ADDRESSABLE MANUAL CALL POINT W/ BASE |  | 2050 | 2655 | 2025-07-25 | 3075 | 2665 | 2665 | 2460 | 2357.5 | 2255
ACCESSORIES OF FACP | ADDRESSABLE |  | ADDRESSABLE ELECTRONIC SOUNDER W/ BEACON |  |  | 3750 | 2024-03-01 | 0 | 0 | 0 | 0 | 0 | 0 | TBR9 - MODEL NOT SURE
[8 empty] | 0 | 0 | 0 | 0 | 0 | 0
[8 empty] | 0 | 0 | 0 | 0 | 0 | 0
[8 empty] | 0 | 0 | 0 | 0 | 0 | 0
[8 empty] | 0 | 0 | 0 | 0 | 0 | 0
[8 empty] | 0 | 0 | 0 | 0 | 0 | 0
[8 empty] | 0 | 0 | 0 | 0 | 0 | 0
[8 empty] | 0 | 0 | 0 | 0 | 0 | 0
[8 empty] | 0 | 0 | 0 | 0 | 0 | 0
[8 empty] | 0 | 0 | 0 | 0 | 0 | 0
[8 empty] | 0 | 0 | 0 | 0 | 0 | 0
[8 empty] | 0 | 0 | 0 | 0 | 0 | 0
[8 empty] | 0 | 0 | 0 | 0 | 0 | 0
[8 empty] | 0 | 0 | 0 | 0 | 0 | 0
[8 empty] | 0 | 0 | 0 | 0 | 0 | 0
[8 empty] | 0 | 0 | 0 | 0 | 0 | 0
[8 empty] | 0 | 0 | 0 | 0 | 0 | 0
[8 empty] | 0 | 0 | 0 | 0 | 0 | 0
[8 empty] | 0 | 0 | 0 | 0 | 0 | 0
[8 empty] | 0 | 0 | 0 | 0 | 0 | 0
[8 empty] | 0 | 0 | 0 | 0 | 0 | 0
[8 empty] | 0 | 0 | 0 | 0 | 0 | 0
[8 empty] | 0 | 0 | 0 | 0 | 0 | 0
[8 empty] | 0 | 0 | 0 | 0 | 0 | 0
[8 empty] | 0 | 0 | 0 | 0 | 0 | 0
[8 empty] | 0 | 0 | 0 | 0 | 0 | 0
[8 empty] | 0 | 0 | 0 | 0 | 0 | 0
[8 empty] | 0 | 0 | 0 | 0 | 0 | 0
[8 empty] | 0 | 0 | 0 | 0 | 0 | 0
[8 empty] | 0 | 0 | 0 | 0 | 0 | 0
[8 empty] | 0 | 0 | 0 | 0 | 0 | 0
[8 empty] | 0 | 0 | 0 | 0 | 0 | 0
[8 empty] | 0 | 0 | 0 | 0 | 0 | 0
[8 empty] | 0 | 0 | 0 | 0 | 0 | 0
[8 empty] | 0 | 0 | 0 | 0 | 0 | 0
[8 empty] | 0 | 0 | 0 | 0 | 0 | 0
[8 empty] | 0 | 0 | 0 | 0 | 0 | 0
[8 empty] | 0 | 0 | 0 | 0 | 0 | 0
[8 empty] | 0 | 0 | 0 | 0 | 0 | 0
[8 empty] | 0 | 0 | 0 | 0 | 0 | 0
[8 empty] | 0 | 0 | 0 | 0 | 0 | 0
[8 empty] | 0 | 0 | 0 | 0 | 0 | 0
[8 empty] | 0 | 0 | 0 | 0 | 0 | 0
[8 empty] | 0 | 0 | 0 | 0 | 0 | 0
[8 empty] | 0 | 0 | 0 | 0 | 0 | 0
[8 empty] | 0 | 0 | 0 | 0 | 0 | 0
[8 empty] | 0 | 0 | 0 | 0 | 0 | 0
[8 empty] | 0 | 0 | 0 | 0 | 0 | 0
[8 empty] | 0 | 0 | 0 | 0 | 0 | 0
[8 empty] | 0 | 0 | 0 | 0 | 0 | 0
[8 empty] | 0 | 0 | 0 | 0 | 0 | 0
[8 empty] | 0 | 0 | 0 | 0 | 0 | 0
[8 empty] | 0 | 0 | 0 | 0 | 0 | 0
[8 empty] | 0 | 0 | 0 | 0 | 0 | 0
[8 empty] | 0 | 0 | 0 | 0 | 0 | 0
[8 empty] | 0 | 0 | 0 | 0 | 0 | 0
[8 empty] | 0 | 0 | 0 | 0 | 0 | 0
[8 empty] | 0 | 0 | 0 | 0 | 0 | 0
[8 empty] | 0 | 0 | 0 | 0 | 0 | 0
[8 empty] | 0 | 0 | 0 | 0 | 0 | 0
[8 empty] | 0 | 0 | 0 | 0 | 0 | 0
[8 empty] | 0 | 0 | 0 | 0 | 0 | 0
[8 empty] | 0 | 0 | 0 | 0 | 0 | 0
[8 empty] | 0 | 0 | 0 | 0 | 0 | 0
[8 empty] | 0 | 0 | 0 | 0 | 0 | 0
[8 empty] | 0 | 0 | 0 | 0 | 0 | 0
[8 empty] | 0 | 0 | 0 | 0 | 0 | 0
[8 empty] | 0 | 0 | 0 | 0 | 0 | 0
[8 empty] | 0 | 0 | 0 | 0 | 0 | 0
[8 empty] | 0 | 0 | 0 | 0 | 0 | 0
[8 empty] | 0 | 0 | 0 | 0 | 0 | 0
[8 empty] | 0 | 0 | 0 | 0 | 0 | 0
[8 empty] | 0 | 0 | 0 | 0 | 0 | 0
[8 empty] | 0 | 0 | 0 | 0 | 0 | 0
[8 empty] | 0 | 0 | 0 | 0 | 0 | 0
[8 empty] | 0 | 0 | 0 | 0 | 0 | 0
[8 empty] | 0 | 0 | 0 | 0 | 0 | 0
[8 empty] | 0 | 0 | 0 | 0 | 0 | 0
[8 empty] | 0 | 0 | 0 | 0 | 0 | 0
[8 empty] | 0 | 0 | 0 | 0 | 0 | 0
[8 empty] | 0 | 0 | 0 | 0 | 0 | 0
[8 empty] | 0 | 0 | 0 | 0 | 0 | 0
[8 empty] | 0 | 0 | 0 | 0 | 0 | 0
[8 empty] | 0 | 0 | 0 | 0 | 0 | 0
[8 empty] | 0 | 0 | 0 | 0 | 0 | 0
[8 empty] | 0 | 0 | 0 | 0 | 0 | 0
[8 empty] | 0 | 0 | 0 | 0 | 0 | 0
[8 empty] | 0 | 0 | 0 | 0 | 0 | 0
[8 empty] | 0 | 0 | 0 | 0 | 0 | 0
[8 empty] | 0 | 0 | 0 | 0 | 0 | 0
[8 empty] | 0 | 0 | 0 | 0 | 0 | 0
[8 empty] | 0 | 0 | 0 | 0 | 0 | 0
[8 empty] | 0 | 0 | 0 | 0 | 0 | 0
[8 empty] | 0 | 0 | 0 | 0 | 0 | 0
[8 empty] | 0 | 0 | 0 | 0 | 0 | 0
[8 empty] | 0 | 0 | 0 | 0 | 0 | 0
[8 empty] | 0 | 0 | 0 | 0 | 0 | 0
[8 empty] | 0 | 0 | 0 | 0 | 0 | 0
[8 empty] | 0 | 0 | 0 | 0 | 0 | 0
[8 empty] | 0 | 0 | 0 | 0 | 0 | 0
[8 empty] | 0 | 0 | 0 | 0 | 0 | 0
[8 empty] | 0 | 0 | 0 | 0 | 0 | 0
[8 empty] | 0 | 0 | 0 | 0 | 0 | 0
[8 empty] | 0 | 0 | 0 | 0 | 0 | 0
[8 empty] | 0 | 0 | 0 | 0 | 0 | 0
[8 empty] | 0 | 0 | 0 | 0 | 0 | 0
[8 empty] | 0 | 0 | 0 | 0 | 0 | 0
[8 empty] | 0 | 0 | 0 | 0 | 0 | 0
[8 empty] | 0 | 0 | 0 | 0 | 0 | 0
[8 empty] | 0 | 0 | 0 | 0 | 0 | 0
[8 empty] | 0 | 0 | 0 | 0 | 0 | 0
[8 empty] | 0 | 0 | 0 | 0 | 0 | 0
[8 empty] | 0 | 0 | 0 | 0 | 0 | 0
[8 empty] | 0 | 0 | 0 | 0 | 0 | 0
[8 empty] | 0 | 0 | 0 | 0 | 0 | 0
[8 empty] | 0 | 0 | 0 | 0 | 0 | 0
[8 empty] | 0 | 0 | 0 | 0 | 0 | 0
[8 empty] | 0 | 0 | 0 | 0 | 0 | 0
[8 empty] | 0 | 0 | 0 | 0 | 0 | 0
[8 empty] | 0 | 0 | 0 | 0 | 0 | 0
[8 empty] | 0 | 0 | 0 | 0 | 0 | 0
[8 empty] | 0 | 0 | 0 | 0 | 0 | 0
[8 empty] | 0 | 0 | 0 | 0 | 0 | 0
[8 empty] | 0 | 0 | 0 | 0 | 0 | 0
[8 empty] | 0 | 0 | 0 | 0 | 0 | 0
[8 empty] | 0 | 0 | 0 | 0 | 0 | 0
[8 empty] | 0 | 0 | 0 | 0 | 0 | 0
[8 empty] | 0 | 0 | 0 | 0 | 0 | 0
[8 empty] | 0 | 0 | 0 | 0 | 0 | 0
[8 empty] | 0 | 0 | 0 | 0 | 0 | 0
[8 empty] | 0 | 0 | 0 | 0 | 0 | 0
[8 empty] | 0 | 0 | 0 | 0 | 0 | 0
[8 empty] | 0 | 0 | 0 | 0 | 0 | 0
[8 empty] | 0 | 0 | 0 | 0 | 0 | 0
[8 empty] | 0 | 0 | 0 | 0 | 0 | 0
[8 empty] | 0 | 0 | 0 | 0 | 0 | 0
[8 empty] | 0 | 0 | 0 | 0 | 0 | 0
[8 empty] | 0 | 0 | 0 | 0 | 0 | 0
[8 empty] | 0 | 0 | 0 | 0 | 0 | 0
[8 empty] | 0 | 0 | 0 | 0 | 0 | 0
[8 empty] | 0 | 0 | 0 | 0 | 0 | 0
[8 empty] | 0 | 0 | 0 | 0 | 0 | 0
[8 empty] | 0 | 0 | 0 | 0 | 0 | 0
[8 empty] | 0 | 0 | 0 | 0 | 0 | 0
[8 empty] | 0 | 0 | 0 | 0 | 0 | 0
[8 empty] | 0 | 0 | 0 | 0 | 0 | 0
[8 empty] | 0 | 0 | 0 | 0 | 0 | 0
[8 empty] | 0 | 0 | 0 | 0 | 0 | 0
[8 empty] | 0 | 0 | 0 | 0 | 0 | 0
[8 empty] | 0 | 0 | 0 | 0 | 0 | 0
[8 empty] | 0 | 0 | 0 | 0 | 0 | 0
[8 empty] | 0 | 0 | 0 | 0 | 0 | 0
[8 empty] | 0 | 0 | 0 | 0 | 0 | 0
[8 empty] | 0 | 0 | 0 | 0 | 0 | 0
[8 empty] | 0 | 0 | 0 | 0 | 0 | 0
[8 empty] | 0 | 0 | 0 | 0 | 0 | 0
[8 empty] | 0 | 0 | 0 | 0 | 0 | 0
[8 empty] | 0 | 0 | 0 | 0 | 0 | 0
[8 empty] | 0 | 0 | 0 | 0 | 0 | 0
[8 empty] | 0 | 0 | 0 | 0 | 0 | 0
[8 empty] | 0 | 0 | 0 | 0 | 0 | 0
[8 empty] | 0 | 0 | 0 | 0 | 0 | 0
[8 empty] | 0 | 0 | 0 | 0 | 0 | 0
[8 empty] | 0 | 0 | 0 | 0 | 0 | 0
[8 empty] | 0 | 0 | 0 | 0 | 0 | 0
[8 empty] | 0 | 0 | 0 | 0 | 0 | 0
[8 empty] | 0 | 0 | 0 | 0 | 0 | 0
[8 empty] | 0 | 0 | 0 | 0 | 0 | 0
[8 empty] | 0 | 0 | 0 | 0 | 0 | 0
[8 empty] | 0 | 0 | 0 | 0 | 0 | 0
[8 empty] | 0 | 0 | 0 | 0 | 0 | 0
[8 empty] | 0 | 0 | 0 | 0 | 0 | 0
[8 empty] | 0 | 0 | 0 | 0 | 0 | 0
[8 empty] | 0 | 0 | 0 | 0 | 0 | 0
[8 empty] | 0 | 0 | 0 | 0 | 0 | 0
[8 empty] | 0 | 0 | 0 | 0 | 0 | 0
[8 empty] | 0 | 0 | 0 | 0 | 0 | 0
[8 empty] | 0 | 0 | 0 | 0 | 0 | 0
[8 empty] | 0 | 0 | 0 | 0 | 0 | 0
[8 empty] | 0 | 0 | 0 | 0 | 0 | 0
[8 empty] | 0 | 0 | 0 | 0 | 0 | 0
[8 empty] | 0 | 0 | 0 | 0 | 0 | 0
[8 empty] | 0 | 0 | 0 | 0 | 0 | 0
[8 empty] | 0 | 0 | 0 | 0 | 0 | 0
[8 empty] | 0 | 0 | 0 | 0 | 0 | 0
[8 empty] | 0 | 0 | 0 | 0 | 0 | 0
[8 empty] | 0 | 0 | 0 | 0 | 0 | 0
[8 empty] | 0 | 0 | 0 | 0 | 0 | 0
[8 empty] | 0 | 0 | 0 | 0 | 0 | 0
[8 empty] | 0 | 0 | 0 | 0 | 0 | 0
[8 empty] | 0 | 0 | 0 | 0 | 0 | 0
[8 empty] | 0 | 0 | 0 | 0 | 0 | 0
[8 empty] | 0 | 0 | 0 | 0 | 0 | 0
[8 empty] | 0 | 0 | 0 | 0 | 0 | 0
[8 empty] | 0 | 0 | 0 | 0 | 0 | 0
[8 empty] | 0 | 0 | 0 | 0 | 0 | 0
[8 empty] | 0 | 0 | 0 | 0 | 0 | 0
[8 empty] | 0 | 0 | 0 | 0 | 0 | 0
[8 empty] | 0 | 0 | 0 | 0 | 0 | 0
[8 empty] | 0 | 0 | 0 | 0 | 0 | 0
[8 empty] | 0 | 0 | 0 | 0 | 0 | 0
[8 empty] | 0 | 0 | 0 | 0 | 0 | 0
[8 empty] | 0 | 0 | 0 | 0 | 0 | 0
[8 empty] | 0 | 0 | 0 | 0 | 0 | 0
[8 empty] | 0 | 0 | 0 | 0 | 0 | 0
[8 empty] | 0 | 0 | 0 | 0 | 0 | 0
[8 empty] | 0 | 0 | 0 | 0 | 0 | 0
[8 empty] | 0 | 0 | 0 | 0 | 0 | 0
[8 empty] | 0 | 0 | 0 | 0 | 0 | 0
[8 empty] | 0 | 0 | 0 | 0 | 0 | 0
[8 empty] | 0 | 0 | 0 | 0 | 0 | 0
[8 empty] | 0 | 0 | 0 | 0 | 0 | 0
[8 empty] | 0 | 0 | 0 | 0 | 0 | 0
[8 empty] | 0 | 0 | 0 | 0 | 0 | 0
[8 empty] | 0 | 0 | 0 | 0 | 0 | 0
[8 empty] | 0 | 0 | 0 | 0 | 0 | 0
[8 empty] | 0 | 0 | 0 | 0 | 0 | 0
[8 empty] | 0 | 0 | 0 | 0 | 0 | 0
[8 empty] | 0 | 0 | 0 | 0 | 0 | 0
[8 empty] | 0 | 0 | 0 | 0 | 0 | 0
[8 empty] | 0 | 0 | 0 | 0 | 0 | 0
[8 empty] | 0 | 0 | 0 | 0 | 0 | 0
[8 empty] | 0 | 0 | 0 | 0 | 0 | 0
[8 empty] | 0 | 0 | 0 | 0 | 0 | 0
[8 empty] | 0 | 0 | 0 | 0 | 0 | 0
[8 empty] | 0 | 0 | 0 | 0 | 0 | 0
[8 empty] | 0 | 0 | 0 | 0 | 0 | 0
[8 empty] | 0 | 0 | 0 | 0 | 0 | 0
[8 empty] | 0 | 0 | 0 | 0 | 0 | 0
[8 empty] | 0 | 0 | 0 | 0 | 0 | 0
[8 empty] | 0 | 0 | 0 | 0 | 0 | 0
[8 empty] | 0 | 0 | 0 | 0 | 0 | 0
[8 empty] | 0 | 0 | 0 | 0 | 0 | 0
[8 empty] | 0 | 0 | 0 | 0 | 0 | 0
[8 empty] | 0 | 0 | 0 | 0 | 0 | 0
[8 empty] | 0 | 0 | 0 | 0 | 0 | 0
[8 empty] | 0 | 0 | 0 | 0 | 0 | 0
[8 empty] | 0 | 0 | 0 | 0 | 0 | 0
[8 empty] | 0 | 0 | 0 | 0 | 0 | 0
[8 empty] | 0 | 0 | 0 | 0 | 0 | 0
[8 empty] | 0 | 0 | 0 | 0 | 0 | 0
[8 empty] | 0 | 0 | 0 | 0 | 0 | 0
[8 empty] | 0 | 0 | 0 | 0 | 0 | 0
[8 empty] | 0 | 0 | 0 | 0 | 0 | 0
[8 empty] | 0 | 0 | 0 | 0 | 0 | 0
[8 empty] | 0 | 0 | 0 | 0 | 0 | 0
[8 empty] | 0 | 0 | 0 | 0 | 0 | 0
[8 empty] | 0 | 0 | 0 | 0 | 0 | 0
[8 empty] | 0 | 0 | 0 | 0 | 0 | 0
[8 empty] | 0 | 0 | 0 | 0 | 0 | 0
[8 empty] | 0 | 0 | 0 | 0 | 0 | 0
[8 empty] | 0 | 0 | 0 | 0 | 0 | 0
[8 empty] | 0 | 0 | 0 | 0 | 0 | 0
[8 empty] | 0 | 0 | 0 | 0 | 0 | 0
[8 empty] | 0 | 0 | 0 | 0 | 0 | 0
[8 empty] | 0 | 0 | 0 | 0 | 0 | 0
[8 empty] | 0 | 0 | 0 | 0 | 0 | 0
[8 empty] | 0 | 0 | 0 | 0 | 0 | 0
[8 empty] | 0 | 0 | 0 | 0 | 0 | 0
[8 empty] | 0 | 0 | 0 | 0 | 0 | 0
[8 empty] | 0 | 0 | 0 | 0 | 0 | 0
[8 empty] | 0 | 0 | 0 | 0 | 0 | 0
[8 empty] | 0 | 0 | 0 | 0 | 0 | 0
[8 empty] | 0 | 0 | 0 | 0 | 0 | 0
[8 empty] | 0 | 0 | 0 | 0 | 0 | 0
[8 empty] | 0 | 0 | 0 | 0 | 0 | 0
[8 empty] | 0 | 0 | 0 | 0 | 0 | 0
[8 empty] | 0 | 0 | 0 | 0 | 0 | 0
[8 empty] | 0 | 0 | 0 | 0 | 0 | 0
[8 empty] | 0 | 0 | 0 | 0 | 0 | 0
[8 empty] | 0 | 0 | 0 | 0 | 0 | 0
[8 empty] | 0 | 0 | 0 | 0 | 0 | 0
[8 empty] | 0 | 0 | 0 | 0 | 0 | 0
[8 empty] | 0 | 0 | 0 | 0 | 0 | 0
[8 empty] | 0 | 0 | 0 | 0 | 0 | 0
[8 empty] | 0 | 0 | 0 | 0 | 0 | 0
[8 empty] | 0 | 0 | 0 | 0 | 0 | 0
[8 empty] | 0 | 0 | 0 | 0 | 0 | 0
[8 empty] | 0 | 0 | 0 | 0 | 0 | 0
[8 empty] | 0 | 0 | 0 | 0 | 0 | 0
[8 empty] | 0 | 0 | 0 | 0 | 0 | 0
[8 empty] | 0 | 0 | 0 | 0 | 0 | 0

## FDAS_ESSER
BRAND | PART CODE | ITEM DESCRIPTION | ITEM DESCRIPTION | OTHER DESCRIPTION | PURCHASE AMOUNT (vat ex) | PURCHASE AMOUNT - DISCOUNTED (vat ex) | UPDATED PRICE (vat ex) | Last Price Update Date | SRP (End-User) |  | DEALER's PRICE |  | CONTRACTOR's PRICE |  | REMARKS
[9 empty] | Small Volume (50% Mark-Up) | Big Volume (30% Mark-Up) | Small Volume (30% Mark-Up) | Big Volume (20% Mark-Up) | Small Volume (15% Mark-Up) | Big Volume (10% Mark-Up)
ADDRESSABLE | IQ8QUAD |  | Addressable Smoke Detector with Isolator |  | 4914 | 2948.4 |  | 2025-09-08 | 4422.6 | 3832.92 | 3832.92 | 3538.08 | 3390.66 | 3243.24
ADDRESSABLE | 802171 | FIXED HEAT DETECTOR, |  |  |  |  | 7328.75 | 2025-09-09 | 10993.125 | 9527.375 | 9527.375 | 8794.5 | 8428.0625 | 8061.625
| 802171.IN | FIXED HEAT DETECTOR IQ8QUAD FM |  |  |  |  | 9652.5 | 2025-09-09 | 14478.75 | 12548.25 | 12548.25 | 11583 | 11100.375 | 10617.75
| 802177 | FIXED HEAT DETECTOR (CLASS B), |  |  |  |  | 9652.5 | 2025-09-09 | 14478.75 | 12548.25 | 12548.25 | 11583 | 11100.375 | 10617.75
| 802177.IN | FIXED HEAT DETECTOR IQ8QUAD FM |  |  |  |  | 9295 | 2025-09-09 | 13942.5 | 12083.5 | 12083.5 | 11154 | 10689.25 | 10224.5
| 802371 | OPTICAL SMOKE DETECTOR, | Addressable Smoke Detector |  | 5481 | 3288.6 | 6899.75 | 2025-09-09 | 10349.625 | 8969.675 | 8969.675 | 8279.7 | 7934.7125 | 7589.725
| 802371.IN | OPTICAL SMOKE DETECTOR IQ8QUAD FM, |  |  |  |  | 10367.5 | 2025-09-09 | 15551.25 | 13477.75 | 13477.75 | 12441 | 11922.625 | 11404.25
| 802271 | RATE-OF-RISE HEAT DETECTOR, | Addressable Heat Detector |  | 4368 | 2620.8 | 8222.5 | 2025-09-09 | 12333.75 | 10689.25 | 10689.25 | 9867 | 9455.875 | 9044.75
| 802271.IN | RATE-OF-RISE HEAT DETECTOR |  |  |  |  | 10010 | 2025-09-09 | 15015 | 13013 | 13013 | 12012 | 11511.5 | 11011
| 802375 | OTBLUE MULTISENSOR DETECTOR, |  |  |  |  | 9295 | 2025-09-09 | 13942.5 | 12083.5 | 12083.5 | 11154 | 10689.25 | 10224.5
| 802375.IN | OTBLUE MULTISENSOR DETECTOR, |  |  |  |  | 15015 | 2025-09-09 | 22522.5 | 19519.5 | 19519.5 | 18018 | 17267.25 | 16516.5
| 802379 | OTBLUE-LKM MULTISENSOR DETECTOR IQ8QUAD |  |  |  |  | 22880 | 2025-09-09 | 34320 | 29744 | 29744 | 27456 | 26312 | 25168
| 803271.EX | RATE-OF-RISE HEAT DET. EX (I), |  |  |  |  | 18232.5 | 2025-09-09 | 27348.75 | 23702.25 | 23702.25 | 21879 | 20967.375 | 20055.75
| 802373 | OT MULTISENSOR DETECTOR |  |  |  |  | 10725 | 2025-09-09 | 16087.5 | 13942.5 | 13942.5 | 12870 | 12333.75 | 11797.5
| 802374 | O²T MULTISENSOR DETECTOR, |  |  |  |  | 13227.5 | 2025-09-09 | 19841.25 | 17195.75 | 17195.75 | 15873 | 15211.625 | 14550.25
| 802374.IN | O²T MULTISENSOR DETECTOR |  |  |  |  | 12870 | 2025-09-09 | 19305 | 16731 | 16731 | 15444 | 14800.5 | 14157
| 802382 | O/SO OPTICAL SMOKE DETECTOR, |  |  |  |  | 17875 | 2025-09-09 | 26812.5 | 23237.5 | 23237.5 | 21450 | 20556.25 | 19662.5
| 802383 | O²T/F MULTISENSOR DETECTOR, |  |  |  |  | 21092.5 | 2025-09-09 | 31638.75 | 27420.25 | 27420.25 | 25311 | 24256.375 | 23201.75
| 802384 | O²T/SO MULTISENSOR DETECTOR, |  |  |  |  | 20377.5 | 2025-09-09 | 30566.25 | 26490.75 | 26490.75 | 24453 | 23434.125 | 22415.25
| 802385 | O²T/FSP MULTISENSOR DETECTOR, |  |  |  |  | 33035 | 2025-09-09 | 49552.5 | 42945.5 | 42945.5 | 39642 | 37990.25 | 36338.5
| 802386 | O²T/SP MULTISENSOR DETECTOR, |  |  |  |  | 26812.5 | 2025-09-09 | 40218.75 | 34856.25 | 34856.25 | 32175 | 30834.375 | 29493.75
| 802473 | OTG MULTISENSOR DETECTOR (CO), |  |  |  |  | 17517.5 | 2025-09-09 | 26276.25 | 22772.75 | 22772.75 | 21021 | 20145.125 | 19269.25
| 802473.IN | OTG MULTISENSOR DETECTOR (CO) |  |  |  |  | 21092.5 | 2025-09-09 | 31638.75 | 27420.25 | 27420.25 | 25311 | 24256.375 | 23201.75
| 803171 | FIXED HEAT DETECTOR T-30°C, |  |  |  |  | 9652.5 | 2025-09-09 | 14478.75 | 12548.25 | 12548.25 | 11583 | 11100.375 | 10617.75
| 803371 | OPTICAL SMOKE DETECTOR, |  |  |  |  | 10367.5 | 2025-09-09 | 15551.25 | 13477.75 | 13477.75 | 12441 | 11922.625 | 11404.25
| 803371.EX | OPTICAL SMOKE DETECTOR EX (I), |  |  |  |  | 22880 | 2025-09-09 | 34320 | 29744 | 29744 | 27456 | 26312 | 25168
| 803371.EX.IN | OPTICAL SMOKE DETECTOR EX (I) |  |  |  |  | 22092.5 | 2025-09-09 | 33138.75 | 28720.25 | 28720.25 | 26511 | 25406.375 | 24301.75
| 803374.EX | O²T MULTISENSOR DETECTOR EX (I), |  |  |  |  | 26097.5 | 2025-09-09 | 39146.25 | 33926.75 | 33926.75 | 31317 | 30012.125 | 28707.25
| 803374.EX.IN | O²T MULTISENSOR DETECTOR EX (I) |  |  |  |  | 24310 | 2025-09-09 | 36465 | 31603 | 31603 | 29172 | 27956.5 | 26741
| 761347 | IR FLAME DETECTOR (EX) X9800 |  |  |  |  | 1292005 | 2025-09-09 | 1938007.5 | 1679606.5 | 1679606.5 | 1550406 | 1485805.75 | 1421205.5
| 800171 | FIXED HEAT DETECTOR |  |  |  |  | 5684.25 | 2025-09-09 | 8526.375 | 7389.525 | 7389.525 | 6821.1 | 6536.8875 | 6252.675
| 800271 | RATE-OF-RISE HEAT DETECTOR |  |  |  |  | 5684.25 | 2025-09-09 | 8526.375 | 7389.525 | 7389.525 | 6821.1 | 6536.8875 | 6252.675
| 800371 | OPTICAL SMOKE DETECTOR |  |  |  |  | 6184.75 | 2025-09-09 | 9277.125 | 8040.175 | 8040.175 | 7421.7 | 7112.4625 | 6803.225
| 800374 | O²T MULTISENSOR DETECTOR |  |  |  |  | 8580 | 2025-09-09 | 12870 | 11154 | 11154 | 10296 | 9867 | 9438
| 761316 | FIRERAY 100 RV WITH 4 PRISMS |  |  |  |  | 219505 | 2025-09-09 | 329257.5 | 285356.5 | 285356.5 | 263406 | 252430.75 | 241455.5
| 761400.1 | LINEAR SMOKE DETECTOR LRMX 7-70M |  |  |  |  | 582725 | 2025-09-09 | 874087.5 | 757542.5 | 757542.5 | 699270 | 670133.75 | 640997.5
| 761401.1 | REFLECTOR SET FOR LRMX |  |  |  |  | 156585 | 2025-09-09 | 234877.5 | 203560.5 | 203560.5 | 187902 | 180072.75 | 172243.5
| 761694 | ADDRESSABLE MCP, IP 66, |  |  |  |  | 229515 | 2025-09-09 | 344272.5 | 298369.5 | 298369.5 | 275418 | 263942.25 | 252466.5
| 781464 | REPLACEMENT FILTER FOR UG7 |  |  |  |  | 30030 | 2025-09-09 | 45045 | 39039 | 39039 | 36036 | 34534.5 | 33033
| 781469 | MOUNTING KIT FOR DUCTS |  |  |  |  | 9295 | 2025-09-09 | 13942.5 | 12083.5 | 12083.5 | 11154 | 10689.25 | 10224.5
| 781694 | PROTECTIVE COVER FOR MCPS, GB |  |  |  |  | 26812.5 | 2025-09-09 | 40218.75 | 34856.25 | 34856.25 | 32175 | 30834.375 | 29493.75
| 781698 | SURFACE SPACER FOR PROTECTIVE |  |  |  |  | 7793.5 | 2025-09-09 | 11690.25 | 10131.55 | 10131.55 | 9352.2 | 8962.525 | 8572.85
| 781699 | IP 55 KIT FOR PROTECTIVE COVER |  |  |  |  | 5505.5 | 2025-09-09 | 8258.25 | 7157.15 | 7157.15 | 6606.6 | 6331.325 | 6056.05
| 800375 | OTBLUE MULTISENSOR DETECTOR |  |  |  |  | 6721 | 2025-09-09 | 10081.5 | 8737.3 | 8737.3 | 8065.2 | 7729.15 | 7393.1
| 801824 | REMOTE INDICATOR ESSERBUS-PLUS, |  |  |  |  | 2985.13 | 2025-09-09 | 4477.695 | 3880.669 | 3880.669 | 3582.156 | 3432.8995 | 3283.643
| 761697 | EXPLOSION-PROOF CONV. MCP, | 229515 |  | 1008 | 806.4 | 229515 | 2025-09-09 | 344272.5 | 298369.5 | 298369.5 | 275418 | 263942.25 | 252466.5
| 764744 | EX BARRIER INTRINSIC SAFE DET., | 77220 |  | 161280 | 129024 | 77220 | 2025-09-09 | 115830 | 100386 | 100386 | 92664 | 88803 | 84942
| 804868 | IQ8TAL WITH ISOLATOR, | 16087.5 |  | 54495 | 43596 | 16087.5 | 2025-09-09 | 24131.25 | 20913.75 | 20913.75 | 19305 | 18500.625 | 17696.25
| 804905 | IQ8MCP ELECTRONIC MODULE,85319000 | 9652.5 |  | 11340 | 9072 | 9652.5 | 2025-09-09 | 14478.75 | 12548.25 | 12548.25 | 11583 | 11100.375 | 10617.75
| 804960 | STD. MCP COMPACT, IP 66/67 | 24310 |  | 6615 | 5292 | 24310 | 2025-09-09 | 36465 | 31603 | 31603 | 29172 | 27956.5 | 26741
| 804961 | IQ8MCP COMPACT, SMALL, IP66/67 | 57915 |  | 17325 | 13860 | 57915 | 2025-09-09 | 86872.5 | 75289.5 | 75289.5 | 69498 | 66602.25 | 63706.5
| 804971 | IQ8MCP COMPACT, SMALL, | 10367.5 |  | 41580 | 33264 | 10367.5 | 2025-09-09 | 15551.25 | 13477.75 | 13477.75 | 12441 | 11922.625 | 11404.25
| 804973.IN | IQ8MCP COMPACT FM, SMALL, RED, | 18947.5 |  | 7150.5 | 5720.4 | 18947.5 | 2025-09-09 | 28421.25 | 24631.75 | 24631.75 | 22737 | 21789.625 | 20842.25
| 808606 | ESSERBUS TRANSPONDER IQ8FCT XS | 13227.5 |  | 13986 | 11188.8 | 13227.5 | 2025-09-09 | 19841.25 | 17195.75 | 17195.75 | 15873 | 15211.625 | 14550.25
| 808623 | ESSERBUS ALARM TRANSPONDER | 23952.5 |  | 9450 | 7560 | 23952.5 | 2025-09-09 | 35928.75 | 31138.25 | 31138.25 | 28743 | 27545.375 | 26347.75
| 764745 | ISOLATION AND ASSEMBLY BLOCK | 4218.5 |  | 16695 | 13356 | 4218.5 | 2025-09-09 | 6327.75 | 5484.05 | 5484.05 | 5062.2 | 4851.275 | 4640.35
| 764752 | HOUSING FOR EX BARRIER | 160875 |  | 3213 | 2570.4 | 160875 | 2025-09-09 | 241312.5 | 209137.5 | 209137.5 | 193050 | 185006.25 | 176962.5
| 764754 | CABLE GLAND FOR HOUSING 764752 | 2809.95 |  | 121905 | 97524 | 2809.95 | 2025-09-09 | 4214.925 | 3652.935 | 3652.935 | 3371.94 | 3231.4425 | 3090.945
| 764852 | CONVERTER RS232/RS485 | 100100 |  | 2079 | 1663.2 | 100100 | 2025-09-09 | 150150 | 130130 | 130130 | 120120 | 115115 | 110110
| 766240.1 | COMBINED ALARM DEVICE, | 55412.5 |  | 76167 | 60933.6 | 55412.5 | 2025-09-09 | 83118.75 | 72036.25 | 72036.25 | 66495 | 63724.375 | 60953.75
| 769813 | TELESCOPIC ROD | 32890 |  | 42084 | 33667.2 | 32890 | 2025-09-09 | 49335 | 42757 | 42757 | 39468 | 37823.5 | 36179
| 804870 | ALARM AND MONITORING MODULE | 3235.38 |  | 24948 | 19958.4 | 3235.38 | 2025-09-09 | 4853.07 | 4205.994 | 4205.994 | 3882.456 | 3720.687 | 3558.918
| 804900 | CONVENTIONAL MCP ELECTRONIC | 5863 |  | 2457 | 1965.6 | 5863 | 2025-09-09 | 8794.5 | 7621.9 | 7621.9 | 7035.6 | 6742.45 | 6449.3
| 804901 | CONVENTIONAL MCP ELECTRONIC | 7793.5 |  | 4284 | 3427.2 | 7793.5 | 2025-09-09 | 11690.25 | 10131.55 | 10131.55 | 9352.2 | 8962.525 | 8572.85
| 804902 | CONVENTIONAL MCP ELECTRONIC | 7865 |  | 5859 | 4687.2 | 7865 | 2025-09-09 | 11797.5 | 10224.5 | 10224.5 | 9438 | 9044.75 | 8651.5
| 804906 | IQ8MCP ELECTRONIC MODULE, | 13942.5 |  | 5985 | 4788 | 13942.5 | 2025-09-09 | 20913.75 | 18125.25 | 18125.25 | 16731 | 16033.875 | 15336.75
| 804920.EX | STD. MCP EX IP55, RED | 55,055.00 |  | 9702 | 7761.6 | 55055 | 2025-09-09 | 82582.5 | 71571.5 | 71571.5 | 66066 | 63313.25 | 60560.5
| 804950 | CONVENTIONAL MCP ELECTRONIC | 7829.25 |  | 42021 | 33616.8 | 7829.25 | 2025-09-09 | 11743.875 | 10178.025 | 10178.025 | 9395.1 | 9003.6375 | 8612.175
| 804960.EX | STD. MCP COMPACT EX IP66/67 | 51122.5 |  | 5670 | 4536 | 51122.5 | 2025-09-09 | 76683.75 | 66459.25 | 66459.25 | 61347 | 58790.875 | 56234.75
| 804961.EX | IQ8 MCP COMPACT EX IP66/67 | 68997.5 |  | 38682 | 30945.6 | 68997.5 | 2025-09-09 | 103496.25 | 89696.75 | 89696.75 | 82797 | 79347.125 | 75897.25
| 804970 | CONVENTIONAL MCP COMPACT, | 8580 |  | 52227 | 41781.6 | 8580 | 2025-09-09 | 12870 | 11154 | 11154 | 10296 | 9867 | 9438
| 804973 | IQ8MCP COMPACT, SMALL, | 17875 |  | 6426 | 5140.8 | 17875 | 2025-09-09 | 26812.5 | 23237.5 | 23237.5 | 21450 | 20556.25 | 19662.5
| 805550 | MULTI-STIMULUS DETECTOR TESTER TF 1001 | 717145 |  | 13419 | 10735.2 | 717145 | 2025-09-09 | 1075717.5 | 932288.5 | 932288.5 | 860574 | 824716.75 | 788859.5
| 808600.24 | ESSERBUS TRANSPONDER FCT SET, | 46475 |  | 544824 | 435859.2 | 46475 | 2025-09-09 | 69712.5 | 60417.5 | 60417.5 | 55770 | 53446.25 | 51122.5
| 808610.1 | ESSERBUS TRANSPONDER 12 RELAYS | 87230 |  | 32949 | 26359.2 | 87230 | 2025-09-09 | 130845 | 113399 | 113399 | 104676 | 100314.5 | 95953
| 808611.1 | ESSERBUS TRANSPONDER 32 LED | 79722.5 |  | 66150 | 52920 | 79722.5 | 2025-09-09 | 119583.75 | 103639.25 | 103639.25 | 95667 | 91680.875 | 87694.75
| 808613.1 | ESSERBUS TRANSPONDER, | 24310 |  | 60606 | 48484.8 | 24310 | 2025-09-09 | 36465 | 31603 | 31603 | 29172 | 27956.5 | 26741
| 808621 | ESSERBUS TRANSPONDER IQ8FCT LP | 26812.5 |  | 18522 | 14817.6 | 26812.5 | 2025-09-09 | 40218.75 | 34856.25 | 34856.25 | 32175 | 30834.375 | 29493.75
| 808623.1 | ESSERBUS TRANSPONDER FOR UNIVARIO | 36107.5 |  | 20412 | 16329.6 | 36107.5 | 2025-09-09 | 54161.25 | 46939.75 | 46939.75 | 43329 | 41523.625 | 39718.25
| 808623.4 | ESSERBUS TRANSPONDER SD | 35750 |  | 25263 | 20210.4 | 35750 | 2025-09-09 | 53625 | 46475 | 46475 | 42900 | 41112.5 | 39325
| 808624 | EOL-O TERMINATING DEVICE | 4826.25 |  | 27153 | 21722.4 | 4826.25 | 2025-09-09 | 7239.375 | 6274.125 | 6274.125 | 5791.5 | 5550.1875 | 5308.875
| 808626 | EOL-I TERMINATING DEVICE | 1909.05 |  | 3654 | 2923.2 | 1909.05 | 2025-09-09 | 2863.575 | 2481.765 | 2481.765 | 2290.86 | 2195.4075 | 2099.955
| 808630.1 | ESSERBUS TRANSPONDER RZT, | 38,967.50 |  | 1449 | 1159.2 | 38967.5 | 2025-09-09 | 58451.25 | 50657.75 | 50657.75 | 46761 | 44812.625 | 42864.25
| 808631.1 | REFURBISHMENT ZONE TRANSPONDER | 46,117.50 |  | 29547 | 23637.6 | 46117.5 | 2025-09-09 | 69176.25 | 59952.75 | 59952.75 | 55341 | 53035.125 | 50729.25
| 809041.02 | FACP ES LINE FOR 8 ZONES, EN | 196625 |  | 34398 | 27518.4 | 196625 | 2025-09-09 | 294937.5 | 255612.5 | 255612.5 | 235950 | 226118.75 | 216287.5
| 809051.02 | FACP COMPACT FOR 1 LOOP, EN | 315315 |  | 149184 | 119347.2 | 315315 | 2025-09-09 | 472972.5 | 409909.5 | 409909.5 | 378378 | 362612.25 | 346846.5
| BME2Z002 | SWITCHED-MODE POWER SUPPLY W. | 26455 |  | 223776 | 179020.8 | 26455 | 2025-09-09 | 39682.5 | 34391.5 | 34391.5 | 31746 | 30423.25 | 29100.5
| CWR | 5 X IP65 DEEP BASE-RED | 6613.75 |  | 20223 | 16178.4 | 6613.75 | 2025-09-09 | 9920.625 | 8597.875 | 8597.875 | 7936.5 | 7605.8125 | 7275.125
| CWSO-RR-S1 | EN SOUNDER-RED | 8580 |  | 4851 | 3880.8 | 8580 | 2025-09-09 | 12870 | 11154 | 11154 | 10296 | 9867 | 9438
| CWSS-RR-S3 | O SBEACON-RED-RED LED | 21450 |  | 6615 | 5292 | 21450 | 2025-09-09 | 32175 | 27885 | 27885 | 25740 | 24667.5 | 23595
| FX808313 | BATTERY EXTENSION HOUSING FOR | 77577.5 |  | 15624 | 12499.2 | 77577.5 | 2025-09-09 | 116366.25 | 100850.75 | 100850.75 | 93093 | 89214.125 | 85335.25
| FX808314 | BATTERY EXTENSION HOUSING FOR | 66495 |  | 750267 | 600213.6 | 66495 | 2025-09-09 | 99742.5 | 86443.5 | 86443.5 | 79794 | 76469.25 | 73144.5
| 805590.IN | STANDARD DETECTOR BASE IQ8QUAD FM |  |  |  |  | 1458.6 | 2025-09-09 | 2187.9 | 1896.18 | 1896.18 | 1750.32 | 1677.39 | 1604.46
| 805591 | DETECTOR BASE WITH RELAY | Standard Detector Base with Continuity Strip |  | 819 | 491.4 | 5219.5 | 2025-09-09 | 7829.25 | 6785.35 | 6785.35 | 6263.4 | 6002.425 | 5741.45
| 805591.IN | DETECTOR BASE W. RELAY CONTACT |  |  |  |  | 5219.5 | 2025-09-09 | 7829.25 | 6785.35 | 6785.35 | 6263.4 | 6002.425 | 5741.45
| 805572.5 | IP 43 MOISTURE-PROOF SM BASE |  |  |  |  | 1447.88 | 2025-09-09 | 2171.82 | 1882.244 | 1882.244 | 1737.456 | 1665.062 | 1592.668
CONVENTIONAL | 744028 | DUMMY COVER FOR 19" RACK, 5 HU | 3878.88 |  | 2715.3 | 1629.18 | 3878.88 | 2025-09-09 | 5818.32 | 5042.544 | 5042.544 | 4654.656 | 4460.712 | 4266.768
| 744030 | DUMMY COVER FOR 19" RACK, 2 HU | 2566.85 |  | 1798.65 | 1079.19 | 2566.85 | 2025-09-09 | 3850.275 | 3336.905 | 3336.905 | 3080.22 | 2951.8775 | 2823.535
| 772476 | EXTENSION MODULE WITH 3 ADD. | 27527.5 |  | 19215 | 11529 | 27527.5 | 2025-09-09 | 41291.25 | 35785.75 | 35785.75 | 33033 | 31656.625 | 30280.25
| 772477 | PERIPHERAL MODULE WITH 1 ADD. | 31460 |  | 22050 | 13230 | 31460 | 2025-09-09 | 47190 | 40898 | 40898 | 37752 | 36179 | 34606
| 772478 | EXTENSION MODULE WITH 1 ADD. | 16087.5 |  | 11655 | 6993 | 16087.5 | 2025-09-09 | 24131.25 | 20913.75 | 20913.75 | 19305 | 18500.625 | 17696.25
| 782481 | BASIC MODULE IQ8CONTROL C, | 195195 |  | 136080 | 81648 | 195195 | 2025-09-09 | 292792.5 | 253753.5 | 253753.5 | 234234 | 224474.25 | 214714.5
| 782482 | BASIC MODULE IQ8CONTROL M, | 191620 |  | 145404 | 87242.4 | 191620 | 2025-09-09 | 287430 | 249106 | 249106 | 229944 | 220363 | 210782
| 784382.D0 | ANALOG LOOP MODULE (8 BIT) | 21450 |  | 14490 | 8694 | 21450 | 2025-09-09 | 32175 | 27885 | 27885 | 25740 | 24667.5 | 23595
| 784856 | SERIAL ESSERNET INTERFACE EDP, | 141570 |  | 98910 | 59346 | 141570 | 2025-09-09 | 212355 | 184041 | 184041 | 169884 | 162805.5 | 155727
| 786002 | OPERATING FRONT, GB, | 88660 |  | 42315 | 25389 | 88660 | 2025-09-09 | 132990 | 115258 | 115258 | 106392 | 101959 | 97526
| 786100 | FILLER PANEL FRONT, NEUTRAL, | 3685.83 |  | 2639.7 | 1583.82 | 3685.83 | 2025-09-09 | 5528.745 | 4791.579 | 4791.579 | 4422.996 | 4238.7045 | 4054.413
| 786102 | OPERATING FRONT W. SZI 64, GB, | 98670 |  | 69300 | 41580 | 98670 | 2025-09-09 | 148005 | 128271 | 128271 | 118404 | 113470.5 | 108537
| 786126 | OPERATING FRONT W. SZI 64, SG, | 97955 |  | 68355 | 41013 | 97955 | 2025-09-09 | 146932.5 | 127341.5 | 127341.5 | 117546 | 112648.25 | 107750.5
| 804382.D0 | ANALOG LOOP MODULE POWERED | 20377.5 |  | 14175 | 8505 | 20377.5 | 2025-09-09 | 30566.25 | 26490.75 | 26490.75 | 24453 | 23434.125 | 22415.25
| 808003 | FACP IQ8CONTROL C, | 260975 |  | 198450 | 119070 | 260975 | 2025-09-09 | 391462.5 | 339267.5 | 339267.5 | 313170 | 300121.25 | 287072.5
| 808004 | FACP IQ8CONTROL M, | 286715 |  | 200340 | 120204 | 286715 | 2025-09-09 | 430072.5 | 372729.5 | 372729.5 | 344058 | 329722.25 | 315386.5
| FX808322 | EXTENSION MODULE CARRIER 1 | 26455 |  | 18270 | 10962 | 26455 | 2025-09-09 | 39682.5 | 34391.5 | 34391.5 | 31746 | 30423.25 | 29100.5
| FX808323 | EXTENSION MODULE CARRIER 2 | 28242.5 |  | 20727 | 12436.2 | 28242.5 | 2025-09-09 | 42363.75 | 36715.25 | 36715.25 | 33891 | 32478.875 | 31066.75
| FX808324 | DISPLAY AND OPERATING UNIT W. | 331760 |  | 225540 | 135324 | 331760 | 2025-09-09 | 497640 | 431288 | 431288 | 398112 | 381524 | 364936
| FX808324.19 | DISPLAY AND OPERATING UNIT FOR | 463320 |  | 324450 | 194670 | 463320 | 2025-09-09 | 694980 | 602316 | 602316 | 555984 | 532818 | 509652
| FX808324.19. | DISPLAY AND OPERATING UNIT FOR | 415415 |  | 290430 | 174258 | 415415 | 2025-09-09 | 623122.5 | 540039.5 | 540039.5 | 498498 | 477727.25 | 456956.5
| IFNX808324.IN | DISPLAY AND OPERATING UNIT FM | 331045 |  | 243432 | 146059.2 | 331045 | 2025-09-09 | 496567.5 | 430358.5 | 430358.5 | 397254 | 380701.75 | 364149.5
| FX808326.IN | POWER SUPPLY MODULE FM | 181610 |  | 123480 | 74088 | 181610 | 2025-09-09 | 272415 | 236093 | 236093 | 217932 | 208851.5 | 199771
| FX808328.RE | REDUNDANT CONTROL MODULE FM | 553410 |  | 387450 | 232470 | 553410 | 2025-09-09 | 830115 | 719433 | 719433 | 664092 | 636421.5 | 608751
| .FIXN808330 | 3-WAY PLUG | 7221.5 |  | 5481 | 3288.6 | 7221.5 | 2025-09-09 | 10832.25 | 9387.95 | 9387.95 | 8665.8 | 8304.725 | 7943.65
| FX808331 | LOOP CARD ESSERBUS/ESSERBUS-PL | 30745 |  | 21105 | 12663 | 30745 | 2025-09-09 | 46117.5 | 39968.5 | 39968.5 | 36894 | 35356.75 | 33819.5
| FX808332 | LOOP CARD ESSERBUS/ESSERBUS-PL | 49692.5 |  | 33705 | 20223 | 49692.5 | 2025-09-09 | 74538.75 | 64600.25 | 64600.25 | 59631 | 57146.375 | 54661.75
| FX808340 | NETWORK CARD ESSERNET MODULE, | 59702.5 |  | 43911 | 26346.6 | 59702.5 | 2025-09-09 | 89553.75 | 77613.25 | 77613.25 | 71643 | 68657.875 | 65672.75
| FX808341 | NETWORK CARD ESSERNET MODULE, | 53982.5 |  | 36855 | 22113 | 53982.5 | 2025-09-09 | 80973.75 | 70177.25 | 70177.25 | 64779 | 62079.875 | 59380.75
| FX808363.IN | POWER SUPPLY EXTENSION FM 24 V/12 AH | 237380 |  | 161280 | 96768 | 237380 | 2025-09-09 | 356070 | 308594 | 308594 | 284856 | 272987 | 261118
| FX808364.IN | POWER SUPPLY EXTENSION FM 24 V/24 AH | 260975 |  | 183330 | 109998 | 260975 | 2025-09-09 | 391462.5 | 339267.5 | 339267.5 | 313170 | 300121.25 | 287072.5
| FX808392 | FACP FLEXES CONTROL FX2/2, | 591305 |  | 433944 | 260366.4 | 591305 | 2025-09-09 | 886957.5 | 768696.5 | 768696.5 | 709566 | 680000.75 | 650435.5
| FX808394 | FACP FLEXES CONTROL FX10/10, | 583440 |  | 395010 | 237006 | 583440 | 2025-09-09 | 875160 | 758472 | 758472 | 700128 | 670956 | 641784
| FX808395 | FACP FLEXES CONTROL FX18/5, | 490490 |  | 343350 | 206010 | 490490 | 2025-09-09 | 735735 | 637637 | 637637 | 588588 | 564063.5 | 539539
| FX808397 | FACP FLEXES CONTROL FX18/18, | 893750 |  | 656271 | 393762.6 | 893750 | 2025-09-09 | 1340625 | 1161875 | 1161875 | 1072500 | 1027812.5 | 983125
| FX808397.IN | FACP FLEXES CONTROL FM (18 LOOPS) | 619190 |  | 455049 | 273029.4 | 619190 | 2025-09-09 | 928785 | 804947 | 804947 | 743028 | 712068.5 | 681109
| FX808430.10 | HEAVY WEIGHT DRAWER WITH | 366080 |  | 256410 | 153846 | 366080 | 2025-09-09 | 549120 | 475904 | 475904 | 439296 | 420992 | 402688
| RFX808430.18 | HEAVY WEIGHT DRAWER FM WITH | 401115 |  | 280980 | 168588 | 401115 | 2025-09-09 | 601672.5 | 521449.5 | 521449.5 | 481338 | 461282.25 | 441226.5
| RFX.IN808431 | HEAVY WEIGHT DRAWER F. POWER | 388245 |  | 271530 | 162918 | 388245 | 2025-09-09 | 582367.5 | 504718.5 | 504718.5 | 465894 | 446481.75 | 427069.5
| FX808431.IN | HEAVY WEIGHT DRAWER FM W. POWER | 347490 |  | 243180 | 145908 | 347490 | 2025-09-09 | 521235 | 451737 | 451737 | 416988 | 399613.5 | 382239
| FX808432 | EXPANSION MODULE CARRIER 1 FOR | 36822.5 |  | 25830 | 15498 | 36822.5 | 2025-09-09 | 55233.75 | 47869.25 | 47869.25 | 44187 | 42345.875 | 40504.75
| FX808433 | EXPANSION MODULE CARRIER 2 FOR | 36822.5 |  | 25830 | 15498 | 36822.5 | 2025-09-09 | 55233.75 | 47869.25 | 47869.25 | 44187 | 42345.875 | 40504.75
| FX808434 | MOUNTING RAIL SET FOR | 70427.5 |  | 50400 | 30240 | 70427.5 | 2025-09-09 | 105641.25 | 91555.75 | 91555.75 | 84513 | 80991.625 | 77470.25
| FX808435 | CONNECTION TERMINAL FOR 4 | 46832.5 |  | 33705 | 20223 | 46832.5 | 2025-09-09 | 70248.75 | 60882.25 | 60882.25 | 56199 | 53857.375 | 51515.75
| FX808436 | CONNECTION TERMINAL FOR | 32175 |  | 22680 | 18144 | 32175 | 2025-09-09 | 48262.5 | 41827.5 | 41827.5 | 38610 | 37001.25 | 35392.5
| FX808437 | CONNECTION TERMINAL FOR UBEXT | 26812.5 |  | 19215 | 15372 | 26812.5 | 2025-09-09 | 40218.75 | 34856.25 | 34856.25 | 32175 | 30834.375 | 29493.75
| FX808438 | CONNECTION TERMINAL FOR 230 V | 56127.5 |  | 40005 | 32004 | 56127.5 | 2025-09-09 | 84191.25 | 72965.75 | 72965.75 | 67353 | 64546.625 | 61740.25
| FX808439 | SERVICE DRAWER, 1 HU | 41112.5 |  | 28665 | 22932 | 41112.5 | 2025-09-09 | 61668.75 | 53446.25 | 53446.25 | 49335 | 47279.375 | 45223.75
| FX808440 | DUMMY COVER FOR 19" RACK, 5 HU | 25740 |  | 17955 | 14364 | 25740 | 2025-09-09 | 38610 | 33462 | 33462 | 30888 | 29601 | 28314
| FX808449 | CERTIFICATION SET FOR FLEXES | 20377.5 |  | 14175 | 11340 | 20377.5 | 2025-09-09 | 30566.25 | 26490.75 | 26490.75 | 24453 | 23434.125 | 22415.25
| FX808455 | CABLE POWER SUPPLY CASCADING 2,5M | 27527.5 |  | 19215 | 15372 | 27527.5 | 2025-09-09 | 41291.25 | 35785.75 | 35785.75 | 33033 | 31656.625 | 30280.25
| 783312 | MOUNTING BRACKET FOR UNIVARIO | 13585 |  | 10395 | 8316 | 13585 | 2025-09-09 | 20377.5 | 17660.5 | 17660.5 | 16302 | 15622.75 | 14943.5
| 783313 | STANDARD BASE UNIVARIO | 51480 |  | 39123 | 31298.4 | 51480 | 2025-09-09 | 77220 | 66924 | 66924 | 61776 | 59202 | 56628
| 784716 | RED. INTERFACE SYS. ADP4000 | 100100 |  | 76230 | 60984 | 100100 | 2025-09-09 | 150150 | 130130 | 130130 | 120120 | 115115 | 110110
| 784717 | ADAPTER ADP-FBF FOR | 45045 |  | 34335 | 27468 | 45045 | 2025-09-09 | 67567.5 | 58558.5 | 58558.5 | 54054 | 51801.75 | 49549.5
| 787531 | 3-RELAY MODULE | 11440 |  | 8631 | 6904.8 | 11440 | 2025-09-09 | 17160 | 14872 | 14872 | 13728 | 13156 | 12584
| 787532 | 3-RELAY COMMON FAULT MODULE | 25740 |  | 19467 | 15573.6 | 25740 | 2025-09-09 | 38610 | 33462 | 33462 | 30888 | 29601 | 28314
| 804473.1 | MCP ELECTRONIC MODULE W. ZONE | 14657.5 |  | 10143 | 8114.4 | 14657.5 | 2025-09-09 | 21986.25 | 19054.75 | 19054.75 | 17589 | 16856.125 | 16123.25
| 804744 | EX BARRIER INTRINSIC SAFE DET., | 135135 |  | 102690 | 82152 | 135135 | 2025-09-09 | 202702.5 | 175675.5 | 175675.5 | 162162 | 155405.25 | 148648.5
| 804791 | LOOP LED REMOTE IND. PANEL | 133705 |  | 101556 | 81244.8 | 133705 | 2025-09-09 | 200557.5 | 173816.5 | 173816.5 | 160446 | 153760.75 | 147075.5
| 804867 | IQ8FCT WITH ISOLATOR, | 23952.5 |  | 16695 | 13356 | 23952.5 | 2025-09-09 | 35928.75 | 31138.25 | 31138.25 | 28743 | 27545.375 | 26347.75
| FX808325 | NEUTRAL FRONT | 10367.5 |  | 7182 | 5745.6 | 10367.5 | 2025-09-09 | 15551.25 | 13477.75 | 13477.75 | 12441 | 11922.625 | 11404.25
| FX808326 | POWER SUPPLY MODULE, | 208780 |  | 158697 | 126957.6 | 208780 | 2025-09-09 | 313170 | 271414 | 271414 | 250536 | 240097 | 229658
| FX808328.10 | CONTROLLER MODULE FOR BUNDLE | 321750 |  | 244125 | 195300 | 321750 | 2025-09-09 | 482625 | 418275 | 418275 | 386100 | 370012.5 | 353925
| RFX808328.RE | REDUNDANT CONTROL MODULE | 1404260 |  | 1031373 | 825098.4 | 1404260 | 2025-09-09 | 2106390 | 1825538 | 1825538 | 1685112 | 1614899 | 1544686
| FX808363 | POWER SUPPLY EXTENSION, | 316745 |  | 240723 | 192578.4 | 316745 | 2025-09-09 | 475117.5 | 411768.5 | 411768.5 | 380094 | 364256.75 | 348419.5
| FX808364 | POWER SUPPLY EXTENSION, | 361075 |  | 274113 | 219290.4 | 361075 | 2025-09-09 | 541612.5 | 469397.5 | 469397.5 | 433290 | 415236.25 | 397182.5
| FX808460 | TOUCH SCREEN OPERATING UNIT, | 752895 |  | 546273 | 437018.4 | 752895 | 2025-09-09 | 1129342.5 | 978763.5 | 978763.5 | 903474 | 865829.25 | 828184.5
| FX808463 | GMT4000 ACTIVE REPEATER PANEL | 192335 |  | 139986 | 111988.8 | 192335 | 2025-09-09 | 288502.5 | 250035.5 | 250035.5 | 230802 | 221185.25 | 211568.5
| 781814 | REMOTE INDICATOR, RED, | 2155.73 |  | 1638 | 1310.4 | 2155.73 | 2025-09-09 | 3233.595 | 2802.449 | 2802.449 | 2586.876 | 2479.0895 | 2371.303
| FX808464 | GMT4000 ACTIVE REPEATER PANEL | 184,470.00 |  | 124740 | 99792 | 184470 | 2025-09-09 | 276705 | 239811 | 239811 | 221364 | 212140.5 | 202917
| 782311 | UV FLAME DETECTOR UNIVARIO | 616,330.00 |  | 467964 | 374371.2 | 616330 | 2025-09-09 | 924495 | 801229 | 801229 | 739596 | 708779.5 | 677963
| 772386 | INTERFACE MODULE RS232/24 V | 28957.5 |  | 20790 | 16632 | 28957.5 | 2025-09-09 | 43436.25 | 37644.75 | 37644.75 | 34749 | 33301.125 | 31853.25
| 772387 | INTERFACE MODULE TTY/CL 20 MA | 20377.5 |  | 14175 | 11340 | 20377.5 | 2025-09-09 | 30566.25 | 26490.75 | 26490.75 | 24453 | 23434.125 | 22415.25
| 784768 | MULTIMODE FO CONVERTER ST | 118690 |  | 83160 | 66528 | 118690 | 2025-09-09 | 178035 | 154297 | 154297 | 142428 | 136493.5 | 130559
| 784769 | SINGLEMODE FO CONVERTER ST | 283855 |  | 215523 | 172418.4 | 283855 | 2025-09-09 | 425782.5 | 369011.5 | 369011.5 | 340626 | 326433.25 | 312240.5
| 784842 | RS232/TTY SERIAL INTERFACE | 36465 |  | 27594 | 22075.2 | 36465 | 2025-09-09 | 54697.5 | 47404.5 | 47404.5 | 43758 | 41934.75 | 40111.5
| 784853 | SEI2 RED. 500 KBAUD | 556,270.00 |  | 398160 | 318528 | 556270 | 2025-09-09 | 834405 | 723151 | 723151 | 667524 | 639710.5 | 611897
| 784871 | M4-RS485-ISO INTERFACE MODULE | 28242.5 |  | 19845 | 15876 | 28242.5 | 2025-09-09 | 42363.75 | 36715.25 | 36715.25 | 33891 | 32478.875 | 31066.75
| 789864 | SERIAL CONNECTING CABLE FOR | 8937.5 |  | 6741 | 5392.8 | 8937.5 | 2025-09-09 | 13406.25 | 11618.75 | 11618.75 | 10725 | 10278.125 | 9831.25
| 784840.1 | ESSERNET MODULE, 62.5 KBD | 94380 |  | 72072 | 57657.6 | 94380 | 2025-09-09 | 141570 | 122694 | 122694 | 113256 | 108537 | 103818
| 784841.1 | ESSERNET MODULE, 500 KBD | 83,655.00 |  | 63567 | 50853.6 | 83655 | 2025-09-09 | 125482.5 | 108751.5 | 108751.5 | 100386 | 96203.25 | 92020.5
| 784843 | ESSERNET REPEATER, 500 KBD | 471900 |  | 358596 | 286876.8 | 471900 | 2025-09-09 | 707850 | 613470 | 613470 | 566280 | 542685 | 519090
| 784850 | SERIAL ESSERNET INTERFACE 2 | 268840 |  | 204246 | 163396.8 | 268840 | 2025-09-09 | 403260 | 349492 | 349492 | 322608 | 309166 | 295724
| 784870 | M4-RS232-ISO INTERFACE MODULE | 35750 |  | 25326 | 20260.8 | 35750 | 2025-09-09 | 53625 | 46475 | 46475 | 42900 | 41112.5 | 39325
| 784872 | M4-TTY INTERFACE MODULE | 23952.5 |  | 16821 | 13456.8 | 23952.5 | 2025-09-09 | 35928.75 | 31138.25 | 31138.25 | 28743 | 27545.375 | 26347.75
| 13611 | LICENCE - OPC SERVER | 1416415 |  | 992250 | 793800 | 1416415 | 2025-09-09 | 2124622.5 | 1841339.5 | 1841339.5 | 1699698 | 1628877.25 | 1558056.5
| 13612 | LICENCE OPC - CLIENT | 1110395 |  | 778050 | 622440 | 1110395 | 2025-09-09 | 1665592.5 | 1443513.5 | 1443513.5 | 1332474 | 1276954.25 | 1221434.5
| 13618 | OPC DATA POINTS, DATA POINT PACKAGE | 539110 |  | 378000 | 302400 | 539110 | 2025-09-09 | 808665 | 700843 | 700843 | 646932 | 619976.5 | 593021
| 13625 | LICENCE - WINMAG CLIENT | 951665 |  | 681030 | 544824 | 951665 | 2025-09-09 | 1427497.5 | 1237164.5 | 1237164.5 | 1141998 | 1094414.75 | 1046831.5
| 13626 | WINMAG PLUS LICENCE FOR FIRE ALARM | 167310 |  | 681030 | 544824 | 167310 | 2025-09-09 | 250965 | 217503 | 217503 | 200772 | 192406.5 | 184041
| 13631 | BASIS LICENCE - WINMAG 13631 | 1,408,550.00 |  | 117180 | 93744 | 1408550 | 2025-09-09 | 2112825 | 1831115 | 1831115 | 1690260 | 1619832.5 | 1549405
| 13636 | WINMAG LITE UPGRADE TO FULL VERSION | 1002430 |  | 985950 | 788760 | 1002430 | 2025-09-09 | 1503645 | 1303159 | 1303159 | 1202916 | 1152794.5 | 1102673
| 13405.2 | TCP/IP CONV. ETHERNERT-RS232/485 | 84,370.00 |  | 702450 | 561960 | 84370 | 2025-09-09 | 126555 | 109681 | 109681 | 101244 | 97025.5 | 92807
| 13616 | UPGRADE WINMAG V6... TO WINMAG PLUS | 408980 |  | 59850 | 47880 | 408980 | 2025-09-09 | 613470 | 531674 | 531674 | 490776 | 470327 | 449878
| 13635 | WINMAG LITE PACKAGE INCL. USB-DONGLE | 537,680.00 |  | 292320 | 233856 | 537680 | 2025-09-09 | 806520 | 698984 | 698984 | 645216 | 618332 | 591448
| 805573 | IP43 PROTECTION FOR DET. BASE, | 5755.75 |  | 2268 | 1814.4 | 5755.75 | 2025-09-09 | 8633.625 | 7482.475 | 7482.475 | 6906.9 | 6619.1125 | 6331.325
| 805576 | LABEL PLATE FOR DETECTOR BASE, | 1018.88 |  | 4032 | 3225.6 | 1018.88 | 2025-09-09 | 1528.32 | 1324.544 | 1324.544 | 1222.656 | 1171.712 | 1120.768
| 805590 | STANDARD DETECTOR BASE FOR | 1072.5 |  | 730.8 | 584.64 | 1072.5 | 2025-09-09 | 1608.75 | 1394.25 | 1394.25 | 1287 | 1233.375 | 1179.75
| 805590.IN | STANDARD DETECTOR BASE IQ8QUAD FM | 1458.6 |  | 752.85 | 602.28 | 1458.6 | 2025-09-09 | 2187.9 | 1896.18 | 1896.18 | 1750.32 | 1677.39 | 1604.46
| 805591 | DETECTOR BASE WITH RELAY | 5219.5 |  | 1071 | 856.8 | 5219.5 | 2025-09-09 | 7829.25 | 6785.35 | 6785.35 | 6263.4 | 6002.425 | 5741.45
| 805591.IN | DETECTOR BASE W. RELAY CONTACT | 5219.5 |  | 3969 | 3175.2 | 5219.5 | 2025-09-09 | 7829.25 | 6785.35 | 6785.35 | 6263.4 | 6002.425 | 5741.45
| 805572.5 | IP 43 MOISTURE-PROOF SM BASE | 1447.88 |  | 3550.05 | 2840.04 | 1447.88 | 2025-09-09 | 2171.82 | 1882.244 | 1882.244 | 1737.456 | 1665.062 | 1592.668
| 704900 | MCP HOUSING, LARGE, RED, | 1,522.95 |  | 107982 | 86385.6 | 1522.95 | 2025-09-09 | 2284.425 | 1979.835 | 1979.835 | 1827.54 | 1751.3925 | 1675.245
| 704960 | SPARE GLASS PANE F. SMALL MCP, | 3,353.35 |  | 58905 | 47124 | 3353.35 | 2025-09-09 | 5030.025 | 4359.355 | 4359.355 | 4024.02 | 3856.3525 | 3688.685
| 704965 | PROTECTIVE KIT FOR MCP AND | 2,738.45 |  | 50337 | 40269.6 | 2738.45 | 2025-09-09 | 4107.675 | 3559.985 | 3559.985 | 3286.14 | 3149.2175 | 3012.295
| 704980 | SM HOUSING FOR SMALL MCP, | 890.18 |  | 1064.7 | 851.76 | 890.18 | 2025-09-09 | 1335.27 | 1157.234 | 1157.234 | 1068.216 | 1023.707 | 979.198
| 704981 | SM HOUSING FOR SMALL MCP, | 1,522.95 |  | 2356.2 | 1884.96 | 1522.95 | 2025-09-09 | 2284.425 | 1979.835 | 1979.835 | 1827.54 | 1751.3925 | 1675.245
| 769914 | 2 SPARE KEYS (NO. 801) | 1,072.50 |  | 2079 | 1663.2 | 1072.5 | 2025-09-09 | 1608.75 | 1394.25 | 1394.25 | 1287 | 1233.375 | 1179.75
| 782426 | POWER SUPPLY MODULE (802426) | 59,702.50 |  | 633.15 | 506.52 | 59702.5 | 2025-09-09 | 89553.75 | 77613.25 | 77613.25 | 71643 | 68657.875 | 65672.75
| 788600 | HOUSING SURFACE-MOUNT, GRAY | 4,576.00 |  | 1064.7 | 851.76 | 4576 | 2025-09-09 | 6864 | 5948.8 | 5948.8 | 5491.2 | 5262.4 | 5033.6
| 788606 | HOUSING KIT | 19,662.50 |  | 768.6 | 614.88 | 19662.5 | 2025-09-09 | 29493.75 | 25561.25 | 25561.25 | 23595 | 22611.875 | 21628.75
| 788612 | LOOP ISOLATOR FOR TRANSPONDERS | 2,960.10 |  | 45486 | 36388.8 | 2960.1 | 2025-09-09 | 4440.15 | 3848.13 | 3848.13 | 3552.12 | 3404.115 | 3256.11
| 805588 | DETECTOR COVER FOR IQ8QUAD W/O | 3,353.35 |  | 3465 | 2772 | 3353.35 | 2025-09-09 | 5030.025 | 4359.355 | 4359.355 | 4024.02 | 3856.3525 | 3688.685
| 805683 | EXTERNAL POWER SUPPLY DCU 2403 | 144,430.00 |  | 14679 | 11743.2 | 144430 | 2025-09-09 | 216645 | 187759 | 187759 | 173316 | 166094.5 | 158873
| 60426 | PLASTIC TELESCOPIC EXTENSION | 31,817.50 |  | 2072.7 | 1658.16 | 31817.5 | 2025-09-09 | 47726.25 | 41362.75 | 41362.75 | 38181 | 36590.125 | 34999.25
| 60427 | PLASTIC TELESCOPIC ROD | 152,295.00 |  | 2349.9 | 1879.92 | 152295 | 2025-09-09 | 228442.5 | 197983.5 | 197983.5 | 182754 | 175139.25 | 167524.5
| 701040 | SPARE GLASS PANE FOR MCP | 5,398.25 |  | 101430 | 81144 | 5398.25 | 2025-09-09 | 8097.375 | 7017.725 | 7017.725 | 6477.9 | 6207.9875 | 5938.075
| 704910 | SPARE GLASS PANE FOR MCP | 2,931.50 |  | 24129 | 19303.2 | 2931.5 | 2025-09-09 | 4397.25 | 3810.95 | 3810.95 | 3517.8 | 3371.225 | 3224.65
| 704985 | SM HOUSING FOR SMALL MCP, | 2,237.95 |  | 115794 | 92635.2 | 2237.95 | 2025-09-09 | 3356.925 | 2909.335 | 2909.335 | 2685.54 | 2573.6425 | 2461.745
| 736235 | PRINTER PAPER FOR PRINTER | 521.95 |  | 4095 | 3276 | 521.95 | 2025-09-09 | 782.925 | 678.535 | 678.535 | 626.34 | 600.2425 | 574.145
| 740066 | DUMMY COVER F. 19" RACK, 1 HU, | 4,576.00 |  | 2079 | 1663.2 | 4576 | 2025-09-09 | 6864 | 5948.8 | 5948.8 | 5491.2 | 5262.4 | 5033.6
| 788603.1 | MODULE HOUSING FOR TOP-HAT | 4,218.50 |  | 1701 | 1360.8 | 4218.5 | 2025-09-09 | 6327.75 | 5484.05 | 5484.05 | 5062.2 | 4851.275 | 4640.35
| 789300 | BATTERY EXTENSION HOUSING F. | 62,562.50 |  | 378 | 302.4 | 62562.5 | 2025-09-09 | 93843.75 | 81331.25 | 81331.25 | 75075 | 71946.875 | 68818.75
| 789303 | EXTENSION HOUSING FOR | 65,065.00 |  | 3465 | 2772 | 65065 | 2025-09-09 | 97597.5 | 84584.5 | 84584.5 | 78078 | 74824.75 | 71571.5
| 789860.1 | STARTER KIT EQUIPMENT PLUS W. | 140,855.00 |  | 3213 | 2570.4 | 140855 | 2025-09-09 | 211282.5 | 183111.5 | 183111.5 | 169026 | 161983.25 | 154940.5
| 789862.1 | FIELD BUS INTERFACE PLUS | 260,975.00 |  | 47439 | 37951.2 | 260975 | 2025-09-09 | 391462.5 | 339267.5 | 339267.5 | 313170 | 300121.25 | 287072.5
| 805684.1 | ADAPTER FOR DCU 2403 | 24,310.00 |  | 49392 | 39513.6 | 24310 | 2025-09-09 | 36465 | 31603 | 31603 | 29172 | 27956.5 | 26741
| 806202 | IQ8ALARM IP 56 BASE, RED | 3,235.38 |  | 98406 | 78724.8 | 3235.38 | 2025-09-09 | 4853.07 | 4205.994 | 4205.994 | 3882.456 | 3720.687 | 3558.918
| 807205R | IQ8ALARM PLUS SOUNDER | 16,087.50 |  | 198450 | 158760 | 16087.5 | 2025-09-09 | 24131.25 | 20913.75 | 20913.75 | 19305 | 18500.625 | 17696.25
| 807205W | IQ8ALARM PLUS SOUNDER | 16,087.50 |  | 18585 | 14868 | 16087.5 | 2025-09-09 | 24131.25 | 20913.75 | 20913.75 | 19305 | 18500.625 | 17696.25
| 807214RR | IQ8ALARM PLUS VISUAL ALARM DEVICE | 41,827.50 |  | 2457 | 1965.6 | 41827.5 | 2025-09-09 | 62741.25 | 54375.75 | 54375.75 | 50193 | 48101.625 | 46010.25
| 807224RR | IQ8ALARM PLUS SOUNDER VAD | 27,170.00 |  | 11340 | 9072 | 27170 | 2025-09-09 | 40755 | 35321 | 35321 | 32604 | 31245.5 | 29887
| 807224RW | IQ8ALARM PLUS SOUNDER VAD | 28,242.50 |  | 11340 | 9072 | 28242.5 | 2025-09-09 | 42363.75 | 36715.25 | 36715.25 | 33891 | 32478.875 | 31066.75
| 807322R | IQ8ALARM PLUS VOICE SOUNDER | 24,310.00 |  | 29295 | 23436 | 24310 | 2025-09-09 | 36465 | 31603 | 31603 | 29172 | 27956.5 | 26741
| 807372RR | IQ8ALARM PLUS VOICE SOUNDER VAD | 38,252.50 |  | 18270 | 14616 | 38252.5 | 2025-09-09 | 57378.75 | 49728.25 | 49728.25 | 45903 | 43990.375 | 42077.75
| CWST-RR-S5 | W BEACON-RED-RED LED | 25,740.00 |  | 19530 | 15624 | 25740 | 2025-09-09 | 38610 | 33462 | 33462 | 30888 | 29601 | 28314
| 970124.IN | EVALUATION UNIT DTS 6 KM | 15,832,960.00 |  | 17325 | 13860 | 15832960 | 2025-09-09 | 23749440 | 20582848 | 20582848 | 18999552 | 18207904 | 17416256
| 970125.IN | EVALUATION UNIT DTS 10 KM, | 19,444,425.00 |  | 26775 | 21420 | 19444425 | 2025-09-09 | 29166637.5 | 25277752.5 | 25277752.5 | 23333310 | 22361088.75 | 21388867.5
| 970133.IN | EXTENSION ATEX APPROVAL, | 1,983,410.00 |  | 19404 | 15523.2 | 1983410 | 2025-09-09 | 2975115 | 2578433 | 2578433 | 2380092 | 2280921.5 | 2181751
| 970135 | DTS INTERFACE BOX | 1,251,250.00 |  | 5791590 | 4633272 | 1251250 | 2025-09-09 | 1876875 | 1626625 | 1626625 | 1501500 | 1438937.5 | 1376375
| 970137 | RELAY EXTENSION SET | 153,725.00 |  | 7207200 | 5765760 | 153725 | 2025-09-09 | 230587.5 | 199842.5 | 199842.5 | 184470 | 176783.75 | 169097.5
| 970138 | RELAY CONTROLLER SET | 1,934,790.00 |  | 8631000 | 6904800 | 1934790 | 2025-09-09 | 2902185 | 2515227 | 2515227 | 2321748 | 2225008.5 | 2128269
| 970139 | HD I/O CONNECTION SET F. HIGH DENSE | 218,790.00 |  | 11088630 | 8870904 | 218790 | 2025-09-09 | 328185 | 284427 | 284427 | 262548 | 251608.5 | 240669
| 970143.IN | STEEL DOWEL W. STEEL CLAMP | 75,075.00 |  | 13617450 | 10893960 | 75075 | 2025-09-09 | 112612.5 | 97597.5 | 97597.5 | 90090 | 86336.25 | 82582.5
| 970144.IN | DOWEL SETTING TOOL | 7,972.25 |  | 248850 | 199080 | 7972.25 | 2025-09-09 | 11958.375 | 10363.925 | 10363.925 | 9566.7 | 9168.0875 | 8769.475
| 970146.IN | MICRO SPLICE BOX | 15,730.00 |  | 1491210 | 1192968 | 15730 | 2025-09-09 | 23595 | 20449 | 20449 | 18876 | 18089.5 | 17303
| 970148 | DOUBLE HEAD CABLE TIES PA6.6W, | 101530 |  | 2981160 | 2384928 | 101530 | 2025-09-09 | 152295 | 131989 | 131989 | 121836 | 116759.5 | 111683
| 970151 | SENSOR CABLE CONNECTORS FOR | 190,190.00 |  | 1389150 | 1111320 | 190190 | 2025-09-09 | 285285 | 247247 | 247247 | 228228 | 218718.5 | 209209
| 970151.IN | SENSOR CABLE TESTING TOOL | 1,877,590.00 |  | 192150 | 153720 | 1877590 | 2025-09-09 | 2816385 | 2440867 | 2440867 | 2253108 | 2159228.5 | 2065349
| 970154 | SENSOR CABLE CONNECT. F. FO | 190,190.00 |  | 876330 | 701064 | 190190 | 2025-09-09 | 285285 | 247247 | 247247 | 228228 | 218718.5 | 209209
| 970140.IN | STEEL DOWEL W. POLYAMIDE CLAMP | 153,725.00 |  | 107730 | 86184 | 153725 | 2025-09-09 | 230587.5 | 199842.5 | 199842.5 | 184470 | 176783.75 | 169097.5
| 970142.IN | STAINLESS STEEL W. POLYAM. CLAMP | 308,880.00 |  | 1355130 | 1084104 | 308880 | 2025-09-09 | 463320 | 401544 | 401544 | 370656 | 355212 | 339768
| 789863 | USB CABLE A/B FOR 789862.10 |  |  |  |  | 5791.5 | 2025-09-09 | 8687.25 | 7528.95 | 7528.95 | 6949.8 | 6660.225 | 6370.65
| 805551 | MULTI-STIMULUS DETECTOR TESTER TF 2001 | 612,755.00 |  | 153090 | 122472 | 612755 | 2025-09-09 | 919132.5 | 796581.5 | 796581.5 | 735306 | 704668.25 | 674030.5
| 805580 | DETECTOR REMOVAL TOOL | 35,392.50 |  | 93870 | 75096 | 35392.5 | 2025-09-09 | 53088.75 | 46010.25 | 46010.25 | 42471 | 40701.375 | 38931.75
| POL-ESS | ESSERBUS HAND TOOL FOR TEST AND CONFIG. | 305305 |  | 52605 | 42084 | 305305 | 2025-09-09 | 457957.5 | 396896.5 | 396896.5 | 366366 | 351100.75 | 335835.5
| 805552 | SMOKE CAPSULE F.MULTI-STIMULUS | 25740 |  | 5638.5 | 4510.8 | 25740 | 2025-09-09 | 38610 | 33462 | 33462 | 30888 | 29601 | 28314
| 805553 | CO CAPSULE FOR MULTI-STIMULUS | 19662.5 |  | 78120 | 62496 | 19662.5 | 2025-09-09 | 29493.75 | 25561.25 | 25561.25 | 23595 | 22611.875 | 21628.75
| 805571 | FLUSH-MOUNT KIT FOR | 8115.25 |  | 11025 | 8820 | 8115.25 | 2025-09-09 | 12172.875 | 10549.825 | 10549.825 | 9738.3 | 9332.5375 | 8926.775
| 805574 | 4" TRIM RING/SNAP-IN MOUNTING | 747.18 |  | 65520 | 52416 | 747.18 | 2025-09-09 | 1120.77 | 971.334 | 971.334 | 896.616 | 859.257 | 821.898
| 805581 | ADAPTER FOR POLE 769813 | 18590 |  | 71190 | 56952 | 18590 | 2025-09-09 | 27885 | 24167 | 24167 | 22308 | 21378.5 | 20449
| 805587 | BASE COVER FOR IQ8QUAD | 4064.78 |  | 623.7 | 498.96 | 4064.78 | 2025-09-09 | 6097.17 | 5284.214 | 5284.214 | 4877.736 | 4674.497 | 4471.258
| 781463 | VENTURI AIR DUCT MODULE UG7 | 26812.5 |  | 132930 | 106344 | 26812.5 | 2025-09-09 | 40218.75 | 34856.25 | 34856.25 | 32175 | 30834.375 | 29493.75
| 781466 | VENTURI TUBE 0,6 M FOR UG7 | 6,113.25 |  | 1314810 | 1051848 | 6113.25 | 2025-09-09 | 9169.875 | 7947.225 | 7947.225 | 7335.9 | 7030.2375 | 6724.575
| WM1001 | WINMAG PLUS INSTALLATION MEDIA | 74,717.50 |  | 1414.35 | 1131.48 | 74717.5 | 2025-09-09 | 112076.25 | 97132.75 | 97132.75 | 89661 | 85925.125 | 82189.25
| WM2010 | WINMAG PLUS 6 BASE LICENCE 500 POINTS | 235,950.00 |  | 132930 | 106344 | 235950 | 2025-09-09 | 353925 | 306735 | 306735 | 283140 | 271342.5 | 259545
| WM2020 | WINMAG PLUS 6 BASE LICENCE 1500 POINTS | 713,570.00 |  | 28665 | 22932 | 713570 | 2025-09-09 | 1070355 | 927641 | 927641 | 856284 | 820605.5 | 784927
| WM2030 | WINMAG PLUS 6 BASE LICENCE 2500 POINTS | 1,229,800.00 |  | 49455 | 39564 | 1229800 | 2025-09-09 | 1844700 | 1598740 | 1598740 | 1475760 | 1414270 | 1352780
| WM2040 | WINMAG PLUS 6 BASE LICENCE 10000 POINTS | 2,535,390.00 |  | 116550 | 93240 | 2535390 | 2025-09-09 | 3803085 | 3296007 | 3296007 | 3042468 | 2915698.5 | 2788929
| WM2050 | WINMAG PLUS 6 BASE LICENCE 20000 POINTS | 4,437,290.00 |  | 234612 | 187689.6 | 4437290 | 2025-09-09 | 6655935 | 5768477 | 5768477 | 5324748 | 5102883.5 | 4881019
| WM2060 | WINMAG PLUS 6 BASE LICENCE 50000 POINTS | 7,922,915.00 |  | 4410 | 3528 | 7922915 | 2025-09-09 | 11884372.5 | 10299789.5 | 10299789.5 | 9507498 | 9111352.25 | 8715206.5
| WM2110 | ADDITIONAL 500 DATA POINTS | 238,095.00 |  | 434070 | 347256 | 238095 | 2025-09-09 | 357142.5 | 309523.5 | 309523.5 | 285714 | 273809.25 | 261904.5
| WM2120 | ADDITIONAL 2,500 DATA POINTS | 792,220.00 |  | 26901 | 21520.8 | 792220 | 2025-09-09 | 1188330 | 1029886 | 1029886 | 950664 | 911053 | 871442
| WM2130 | ADDITIONAL 5,000 DATA POINTS | 1,268,410.00 |  | 213570 | 170856 | 1268410 | 2025-09-09 | 1902615 | 1648933 | 1648933 | 1522092 | 1458671.5 | 1395251
| WM2140 | ADDITIONAL 10,000 DATA POINTS | 2,218,645.00 |  | 19593 | 15674.4 | 2218645 | 2025-09-09 | 3327967.5 | 2884238.5 | 2884238.5 | 2662374 | 2551441.75 | 2440509.5
| WM2200 | WINMAG PLUS CLIENT - SINGLE LICENSE | 190,190.00 |  | 15057 | 12045.6 | 190190 | 2025-09-09 | 285285 | 247247 | 247247 | 228228 | 218718.5 | 209209
| WM2210 | WINMAG PLUS CLIENT - LICENSES 5 PCS | 760,760.00 |  | 6174 | 4939.2 | 760760 | 2025-09-09 | 1141140 | 988988 | 988988 | 912912 | 874874 | 836836
| WM2220 | WINMAG PLUS CLIENT - LICENSES, 10 PCS | 1,108,965.00 |  | 567 | 453.6 | 1108965 | 2025-09-09 | 1663447.5 | 1441654.5 | 1441654.5 | 1330758 | 1275309.75 | 1219861.5
| WM2230 | WINMAG PLUS CLIENT - LICENSES, 25 PCS | 1,743,170.00 |  | 14238 | 11390.4 | 1743170 | 2025-09-09 | 2614755 | 2266121 | 2266121 | 2091804 | 2004645.5 | 1917487
| WM2310 | WINMAG PLUS UPGRADE TO NEWEST VERSION | 253,825.00 |  | 3087 | 2469.6 | 253825 | 2025-09-09 | 380737.5 | 329972.5 | 329972.5 | 304590 | 291898.75 | 279207.5
| WM2320 | WINMAG PLUS UPGRADE TO NEWEST VERSION | 475,475.00 |  | 18900 | 15120 | 475475 | 2025-09-09 | 713212.5 | 618117.5 | 618117.5 | 570570 | 546796.25 | 523022.5
| WM2330 | WINMAG PLUS UPGRADE TO NEWEST VERSION | 1,036,035.00 |  | 4252.5 | 3402 | 1036035 | 2025-09-09 | 1554052.5 | 1346845.5 | 1346845.5 | 1243242 | 1191440.25 | 1139638.5
| WM2340 | WINMAG PLUS UPGRADE TO NEWEST VERSION | 1,585,155.00 |  | 56637 | 45309.6 | 1585155 | 2025-09-09 | 2377732.5 | 2060701.5 | 2060701.5 | 1902186 | 1822928.25 | 1743670.5
| WM3010 | OPTION INTRUSION MB SERIES | 158730 |  | 173313 | 138650.4 | 158730 | 2025-09-09 | 238095 | 206349 | 206349 | 190476 | 182539.5 | 174603
| WM3020 | OPTION INTRUSION GALAXY | 158730 |  | 541611 | 433288.8 | 158730 | 2025-09-09 | 238095 | 206349 | 206349 | 190476 | 182539.5 | 174603
| WM3110 | OPTION FIRE SYSTEM ESSER | 163,735.00 |  | 902727 | 722181.6 | 163735 | 2025-09-09 | 245602.5 | 212855.5 | 212855.5 | 196482 | 188295.25 | 180108.5
| WM3120 | OPTION FIRE SYSTEM GENT | 158,730.00 |  | 1925784 | 1540627.2 | 158730 | 2025-09-09 | 238095 | 206349 | 206349 | 190476 | 182539.5 | 174603
| WM3130 | OPTION FIRE SYSTEM NOTIFIER | 158,730.00 |  | 3370185 | 2696148 | 158730 | 2025-09-09 | 238095 | 206349 | 206349 | 190476 | 182539.5 | 174603
| WM3132 | OPTION FIRE SYSTEM HS-81 | 163,735.00 |  | 6018201 | 4814560.8 | 163735 | 2025-09-09 | 245602.5 | 212855.5 | 212855.5 | 196482 | 188295.25 | 180108.5
| WM3140 | OPTION VARIODYN D1 | 158,730.00 |  | 180558 | 144446.4 | 158730 | 2025-09-09 | 238095 | 206349 | 206349 | 190476 | 182539.5 | 174603
| WM3200 | OPTION ACCESS CONTROL IQ MULTIACCESS | 158,730.00 |  | 601839 | 481471.2 | 158730 | 2025-09-09 | 238095 | 206349 | 206349 | 190476 | 182539.5 | 174603
| WM3201 | OPTION ACCESS CONTROL PRO-WATCH | 158,730.00 |  | 962955 | 770364 | 158730 | 2025-09-09 | 238095 | 206349 | 206349 | 190476 | 182539.5 | 174603
| WM3202 | OPTION ACCESS CONTROL WIN-PAK | 158,730.00 |  | 1685061 | 1348048.8 | 158730 | 2025-09-09 | 238095 | 206349 | 206349 | 190476 | 182539.5 | 174603
| WM3210 | OPTION HONEYWELL MAXPRO VMS | 158,730.00 |  | 144270 | 115416 | 158730 | 2025-09-09 | 238095 | 206349 | 206349 | 190476 | 182539.5 | 174603
| WM3220 | OPTION DS6750/DS7700 | 158730 |  | 577710 | 462168 | 158730 | 2025-09-09 | 238095 | 206349 | 206349 | 190476 | 182539.5 | 174603
| WM3230 | OPTION NURSE CALL | 158730 |  | 842310 | 673848 | 158730 | 2025-09-09 | 238095 | 206349 | 206349 | 190476 | 182539.5 | 174603
| WM3240 | OPTION DTS SYSTEM | 792,220.00 |  | 1324260 | 1059408 | 792220 | 2025-09-09 | 1188330 | 1029886 | 1029886 | 950664 | 911053 | 871442
| WM3250 | OPTION ESCAPE ROUTE | 158,730.00 |  | 192780 | 154224 | 158730 | 2025-09-09 | 238095 | 206349 | 206349 | 190476 | 182539.5 | 174603
| WM3510 | OPTION GEUTEBRÜCK VIDEO | 792,220.00 |  | 360990 | 288792 | 792220 | 2025-09-09 | 1188330 | 1029886 | 1029886 | 950664 | 911053 | 871442
| WM3520 | OPTION DALLMEIER VIDEO | 792,220.00 |  | 722169 | 577735.2 | 792220 | 2025-09-09 | 1188330 | 1029886 | 1029886 | 950664 | 911053 | 871442
| WM3530 | OPTION QOGNIFY VIDEO | 792,220.00 |  | 1203930 | 963144 | 792220 | 2025-09-09 | 1188330 | 1029886 | 1029886 | 950664 | 911053 | 871442
| WM3550 | OPTION VIDEO ANALOGUE | 792220 |  | 120393 | 96314.4 | 792220 | 2025-09-09 | 1188330 | 1029886 | 1029886 | 950664 | 911053 | 871442
| WM4010 | OPTION REDUNDANCY | 1077505 |  | 120393 | 96314.4 | 1077505 | 2025-09-09 | 1616257.5 | 1400756.5 | 1400756.5 | 1293006 | 1239130.75 | 1185255.5
| WM4030 | OPTION MULTI-MONITOR | 475475 |  | 120393 | 96314.4 | 475475 | 2025-09-09 | 713212.5 | 618117.5 | 618117.5 | 570570 | 546796.25 | 523022.5
| WM4040 | OPTION AUTO-CAD® | 1113255 |  | 120393 | 96314.4 | 1113255 | 2025-09-09 | 1669882.5 | 1447231.5 | 1447231.5 | 1335906 | 1280243.25 | 1224580.5
| WM4120 | OPTION NOTIFICATION | 556270 |  | 120393 | 96314.4 | 556270 | 2025-09-09 | 834405 | 723151 | 723151 | 667524 | 639710.5 | 611897
| WM4130 | OPTION ESCALATION | 556270 |  | 120267 | 96213.6 | 556270 | 2025-09-09 | 834405 | 723151 | 723151 | 667524 | 639710.5 | 611897
| WM4160 | OPTION LOGIN READER | 154440 |  | 120393 | 96314.4 | 154440 | 2025-09-09 | 231660 | 200772 | 200772 | 185328 | 177606 | 169884
| WM5100 | WINMAG PLUS OPC SERVER | 1853995 |  | 120330 | 96264 | 1853995 | 2025-09-09 | 2780992.5 | 2410193.5 | 2410193.5 | 2224794 | 2132094.25 | 2039394.5
| WM5200 | WINMAG PLUS OPC CLIENT | 1348490 |  | 120330 | 96264 | 1348490 | 2025-09-09 | 2022735 | 1753037 | 1753037 | 1618188 | 1550763.5 | 1483339
| WM5300 | OPC/BACNET 500 TAGS | 808665 |  | 120330 | 96264 | 808665 | 2025-09-09 | 1212997.5 | 1051264.5 | 1051264.5 | 970398 | 929964.75 | 889531.5
| WM5600 | WINMAG PLUS BACNET SERVER | 1700985 |  | 120330 | 96264 | 1700985 | 2025-09-09 | 2551477.5 | 2211280.5 | 2211280.5 | 2041182 | 1956132.75 | 1871083.5
| WM5700 | WINMAG PLUS BACNET CLIENT | 1236950 |  | 120330 | 96264 | 1236950 | 2025-09-09 | 1855425 | 1608035 | 1608035 | 1484340 | 1422492.5 | 1360645
| WM5800 | SOFTWARE UNIVERSAL GATEWAY FOR PC | 927355 |  | 120330 | 96264 | 927355 | 2025-09-09 | 1391032.5 | 1205561.5 | 1205561.5 | 1112826 | 1066458.25 | 1020090.5
| WM6001 | WINMAG PLUS OPTION SDK | 618475 |  | 601650 | 481320 | 618475 | 2025-09-09 | 927712.5 | 804017.5 | 804017.5 | 742170 | 711246.25 | 680322.5
| WM6002 | DEVELOPER PACKAGE WINMAG PLUS | 3697265 |  | 120330 | 96264 | 3697265 | 2025-09-09 | 5545897.5 | 4806444.5 | 4806444.5 | 4436718 | 4251854.75 | 4066991.5

## FDAS_BOSCH
CATEGORY | TYPE | MODEL | ITEM DESCRIPTION | OTHER DESCRIPTION | UPDATED AMOUNT | PURCHASE AMOUNT | Last Price Update Date | SRP (End-User) |  | DEALER's PRICE |  | CONTRACTOR's PRICE |  | REMARKS
[8 empty] | Small Volume (50% Mark-Up) | Big Volume (30% Mark-Up) | Small Volume (30% Mark-Up) | Big Volume (20% Mark-Up) | Small Volume (15% Mark-Up) | Big Volume (10% Mark-Up)
Conventional |  | FPC-500-4 | Conventional fire panel, 4-zone |  | 28010 | 20932 | 2025-07-25 | 42015 | 36413 | 36413 | 33612 | 32211.5 | 30811
Conventional |  | FCP-O320 | Conventional Smoke detector optical |  | 1345 | 1170 | 2025-07-25 | 2017.5 | 1748.5 | 1748.5 | 1614 | 1546.75 | 1479.5
Conventional |  | FCH-T320 | Heat detector, rate-of-rise |  | 1059 | 918 | 2025-07-25 | 1588.5 | 1376.7 | 1376.7 | 1270.8 | 1217.85 | 1164.9
Conventional |  | MS 400 | Detector base |  | 186 | 175 | 2025-07-25 | 279 | 241.8 | 241.8 | 223.2 | 213.9 | 204.6
Conventional |  | FMC-120-DKM-G-R | Manual call point indoor, red |  | 1411 | 1290 | 2025-07-25 | 2116.5 | 1834.3 | 1834.3 | 1693.2 | 1622.65 | 1552.1
Conventional |  | FMM-KEY-FORM G/H | Key for manual call point |  | 84 | 73 | 2025-07-25 | 126 | 109.2 | 109.2 | 100.8 | 96.6 | 92.4
Conventional |  | W-HSR | Wall strobe, 2-wire 15-185cd 12/24V, red |  | 5098 | 4463 | 2025-07-25 | 7647 | 6627.4 | 6627.4 | 6117.6 | 5862.7 | 5607.8
|  |  | 12V, 7 ah Battery (bosch) |  |  | 1600 | 2025-07-25 | 0 | 0 | 0 | 0 | 0 | 0
|  | FAH-425-T-R | ANALOG PHOTOELECTRIC HEAT DETECTOR W/ BASE |  | 2967 | 2410 | 2025-07-25 | 4450.5 | 3857.1 | 3857.1 | 3560.4 | 3412.05 | 3263.7
|  | FMM-325A | ANALOG MANUAL STATION, SINGLE, RED |  |  | 5715 | 2025-07-25 | 0 | 0 | 0 | 0 | 0 | 0
|  | W-STR | WALL STROBE, 2 WIRE 15-185CD 12/24V, RED |  | 5098 | 3370 | 2025-07-25 | 7647 | 6627.4 | 6627.4 | 6117.6 | 5862.7 | 5607.8
|  | FAP-425-O-R | Smoke Detector, optical |  | 3322 | 2993 | 2025-07-25 | 4983 | 4318.6 | 4318.6 | 3986.4 | 3820.3 | 3654.2
|  | FPP-RNAC-8A-4C | Power Supply, RNAC 8A 24V |  | 31364 | 29177 | 2025-07-25 | 47046 | 40773.2 | 40773.2 | 37636.8 | 36068.6 | 34500.4
[8 empty] | 0 | 0 | 0 | 0 | 0 | 0
[8 empty] | 0 | 0 | 0 | 0 | 0 | 0
[8 empty] | 0 | 0 | 0 | 0 | 0 | 0
[8 empty] | 0 | 0 | 0 | 0 | 0 | 0
[8 empty] | 0 | 0 | 0 | 0 | 0 | 0
[8 empty] | 0 | 0 | 0 | 0 | 0 | 0
[8 empty] | 0 | 0 | 0 | 0 | 0 | 0
[8 empty] | 0 | 0 | 0 | 0 | 0 | 0
[8 empty] | 0 | 0 | 0 | 0 | 0 | 0
[8 empty] | 0 | 0 | 0 | 0 | 0 | 0
[8 empty] | 0 | 0 | 0 | 0 | 0 | 0
[8 empty] | 0 | 0 | 0 | 0 | 0 | 0
[8 empty] | 0 | 0 | 0 | 0 | 0 | 0
[8 empty] | 0 | 0 | 0 | 0 | 0 | 0
[8 empty] | 0 | 0 | 0 | 0 | 0 | 0
[8 empty] | 0 | 0 | 0 | 0 | 0 | 0
[8 empty] | 0 | 0 | 0 | 0 | 0 | 0
[8 empty] | 0 | 0 | 0 | 0 | 0 | 0
[8 empty] | 0 | 0 | 0 | 0 | 0 | 0
[8 empty] | 0 | 0 | 0 | 0 | 0 | 0
[8 empty] | 0 | 0 | 0 | 0 | 0 | 0
[8 empty] | 0 | 0 | 0 | 0 | 0 | 0
[8 empty] | 0 | 0 | 0 | 0 | 0 | 0
[8 empty] | 0 | 0 | 0 | 0 | 0 | 0
[8 empty] | 0 | 0 | 0 | 0 | 0 | 0
[8 empty] | 0 | 0 | 0 | 0 | 0 | 0
[8 empty] | 0 | 0 | 0 | 0 | 0 | 0
[8 empty] | 0 | 0 | 0 | 0 | 0 | 0
[8 empty] | 0 | 0 | 0 | 0 | 0 | 0
[8 empty] | 0 | 0 | 0 | 0 | 0 | 0
[8 empty] | 0 | 0 | 0 | 0 | 0 | 0
[8 empty] | 0 | 0 | 0 | 0 | 0 | 0
[8 empty] | 0 | 0 | 0 | 0 | 0 | 0
[8 empty] | 0 | 0 | 0 | 0 | 0 | 0
[8 empty] | 0 | 0 | 0 | 0 | 0 | 0
[8 empty] | 0 | 0 | 0 | 0 | 0 | 0
[8 empty] | 0 | 0 | 0 | 0 | 0 | 0
[8 empty] | 0 | 0 | 0 | 0 | 0 | 0
[8 empty] | 0 | 0 | 0 | 0 | 0 | 0
[8 empty] | 0 | 0 | 0 | 0 | 0 | 0
[8 empty] | 0 | 0 | 0 | 0 | 0 | 0
[8 empty] | 0 | 0 | 0 | 0 | 0 | 0
[8 empty] | 0 | 0 | 0 | 0 | 0 | 0
[8 empty] | 0 | 0 | 0 | 0 | 0 | 0
[8 empty] | 0 | 0 | 0 | 0 | 0 | 0
[8 empty] | 0 | 0 | 0 | 0 | 0 | 0
[8 empty] | 0 | 0 | 0 | 0 | 0 | 0
[8 empty] | 0 | 0 | 0 | 0 | 0 | 0
[8 empty] | 0 | 0 | 0 | 0 | 0 | 0
[8 empty] | 0 | 0 | 0 | 0 | 0 | 0
[8 empty] | 0 | 0 | 0 | 0 | 0 | 0
[8 empty] | 0 | 0 | 0 | 0 | 0 | 0
[8 empty] | 0 | 0 | 0 | 0 | 0 | 0
[8 empty] | 0 | 0 | 0 | 0 | 0 | 0
[8 empty] | 0 | 0 | 0 | 0 | 0 | 0
[8 empty] | 0 | 0 | 0 | 0 | 0 | 0
[8 empty] | 0 | 0 | 0 | 0 | 0 | 0
[8 empty] | 0 | 0 | 0 | 0 | 0 | 0
[8 empty] | 0 | 0 | 0 | 0 | 0 | 0
[8 empty] | 0 | 0 | 0 | 0 | 0 | 0
[8 empty] | 0 | 0 | 0 | 0 | 0 | 0
[8 empty] | 0 | 0 | 0 | 0 | 0 | 0
[8 empty] | 0 | 0 | 0 | 0 | 0 | 0
[8 empty] | 0 | 0 | 0 | 0 | 0 | 0
[8 empty] | 0 | 0 | 0 | 0 | 0 | 0
[8 empty] | 0 | 0 | 0 | 0 | 0 | 0
[8 empty] | 0 | 0 | 0 | 0 | 0 | 0
[8 empty] | 0 | 0 | 0 | 0 | 0 | 0
[8 empty] | 0 | 0 | 0 | 0 | 0 | 0
[8 empty] | 0 | 0 | 0 | 0 | 0 | 0
[8 empty] | 0 | 0 | 0 | 0 | 0 | 0
[8 empty] | 0 | 0 | 0 | 0 | 0 | 0
[8 empty] | 0 | 0 | 0 | 0 | 0 | 0
[8 empty] | 0 | 0 | 0 | 0 | 0 | 0
[8 empty] | 0 | 0 | 0 | 0 | 0 | 0
[8 empty] | 0 | 0 | 0 | 0 | 0 | 0
[8 empty] | 0 | 0 | 0 | 0 | 0 | 0
[8 empty] | 0 | 0 | 0 | 0 | 0 | 0
[8 empty] | 0 | 0 | 0 | 0 | 0 | 0
[8 empty] | 0 | 0 | 0 | 0 | 0 | 0
[8 empty] | 0 | 0 | 0 | 0 | 0 | 0
[8 empty] | 0 | 0 | 0 | 0 | 0 | 0
[8 empty] | 0 | 0 | 0 | 0 | 0 | 0
[8 empty] | 0 | 0 | 0 | 0 | 0 | 0
[8 empty] | 0 | 0 | 0 | 0 | 0 | 0
[8 empty] | 0 | 0 | 0 | 0 | 0 | 0
[8 empty] | 0 | 0 | 0 | 0 | 0 | 0
[8 empty] | 0 | 0 | 0 | 0 | 0 | 0
[8 empty] | 0 | 0 | 0 | 0 | 0 | 0
[8 empty] | 0 | 0 | 0 | 0 | 0 | 0
[8 empty] | 0 | 0 | 0 | 0 | 0 | 0
[8 empty] | 0 | 0 | 0 | 0 | 0 | 0
[8 empty] | 0 | 0 | 0 | 0 | 0 | 0
[8 empty] | 0 | 0 | 0 | 0 | 0 | 0
[8 empty] | 0 | 0 | 0 | 0 | 0 | 0
[8 empty] | 0 | 0 | 0 | 0 | 0 | 0
[8 empty] | 0 | 0 | 0 | 0 | 0 | 0
[8 empty] | 0 | 0 | 0 | 0 | 0 | 0
[8 empty] | 0 | 0 | 0 | 0 | 0 | 0
[8 empty] | 0 | 0 | 0 | 0 | 0 | 0
[8 empty] | 0 | 0 | 0 | 0 | 0 | 0
[8 empty] | 0 | 0 | 0 | 0 | 0 | 0
[8 empty] | 0 | 0 | 0 | 0 | 0 | 0
[8 empty] | 0 | 0 | 0 | 0 | 0 | 0
[8 empty] | 0 | 0 | 0 | 0 | 0 | 0
[8 empty] | 0 | 0 | 0 | 0 | 0 | 0
[8 empty] | 0 | 0 | 0 | 0 | 0 | 0
[8 empty] | 0 | 0 | 0 | 0 | 0 | 0
[8 empty] | 0 | 0 | 0 | 0 | 0 | 0
[8 empty] | 0 | 0 | 0 | 0 | 0 | 0
[8 empty] | 0 | 0 | 0 | 0 | 0 | 0
[8 empty] | 0 | 0 | 0 | 0 | 0 | 0
[8 empty] | 0 | 0 | 0 | 0 | 0 | 0
[8 empty] | 0 | 0 | 0 | 0 | 0 | 0
[8 empty] | 0 | 0 | 0 | 0 | 0 | 0
[8 empty] | 0 | 0 | 0 | 0 | 0 | 0
[8 empty] | 0 | 0 | 0 | 0 | 0 | 0
[8 empty] | 0 | 0 | 0 | 0 | 0 | 0
[8 empty] | 0 | 0 | 0 | 0 | 0 | 0
[8 empty] | 0 | 0 | 0 | 0 | 0 | 0
[8 empty] | 0 | 0 | 0 | 0 | 0 | 0
[8 empty] | 0 | 0 | 0 | 0 | 0 | 0
[8 empty] | 0 | 0 | 0 | 0 | 0 | 0
[8 empty] | 0 | 0 | 0 | 0 | 0 | 0
[8 empty] | 0 | 0 | 0 | 0 | 0 | 0
[8 empty] | 0 | 0 | 0 | 0 | 0 | 0
[8 empty] | 0 | 0 | 0 | 0 | 0 | 0
[8 empty] | 0 | 0 | 0 | 0 | 0 | 0
[8 empty] | 0 | 0 | 0 | 0 | 0 | 0
[8 empty] | 0 | 0 | 0 | 0 | 0 | 0
[8 empty] | 0 | 0 | 0 | 0 | 0 | 0
[8 empty] | 0 | 0 | 0 | 0 | 0 | 0
[8 empty] | 0 | 0 | 0 | 0 | 0 | 0
[8 empty] | 0 | 0 | 0 | 0 | 0 | 0
[8 empty] | 0 | 0 | 0 | 0 | 0 | 0
[8 empty] | 0 | 0 | 0 | 0 | 0 | 0
[8 empty] | 0 | 0 | 0 | 0 | 0 | 0
[8 empty] | 0 | 0 | 0 | 0 | 0 | 0
[8 empty] | 0 | 0 | 0 | 0 | 0 | 0
[8 empty] | 0 | 0 | 0 | 0 | 0 | 0
[8 empty] | 0 | 0 | 0 | 0 | 0 | 0
[8 empty] | 0 | 0 | 0 | 0 | 0 | 0
[8 empty] | 0 | 0 | 0 | 0 | 0 | 0
[8 empty] | 0 | 0 | 0 | 0 | 0 | 0
[8 empty] | 0 | 0 | 0 | 0 | 0 | 0
[8 empty] | 0 | 0 | 0 | 0 | 0 | 0
[8 empty] | 0 | 0 | 0 | 0 | 0 | 0
[8 empty] | 0 | 0 | 0 | 0 | 0 | 0
[8 empty] | 0 | 0 | 0 | 0 | 0 | 0
[8 empty] | 0 | 0 | 0 | 0 | 0 | 0
[8 empty] | 0 | 0 | 0 | 0 | 0 | 0
[8 empty] | 0 | 0 | 0 | 0 | 0 | 0
[8 empty] | 0 | 0 | 0 | 0 | 0 | 0
[8 empty] | 0 | 0 | 0 | 0 | 0 | 0
[8 empty] | 0 | 0 | 0 | 0 | 0 | 0
[8 empty] | 0 | 0 | 0 | 0 | 0 | 0
[8 empty] | 0 | 0 | 0 | 0 | 0 | 0
[8 empty] | 0 | 0 | 0 | 0 | 0 | 0
[8 empty] | 0 | 0 | 0 | 0 | 0 | 0
[8 empty] | 0 | 0 | 0 | 0 | 0 | 0
[8 empty] | 0 | 0 | 0 | 0 | 0 | 0
[8 empty] | 0 | 0 | 0 | 0 | 0 | 0
[8 empty] | 0 | 0 | 0 | 0 | 0 | 0
[8 empty] | 0 | 0 | 0 | 0 | 0 | 0
[8 empty] | 0 | 0 | 0 | 0 | 0 | 0
[8 empty] | 0 | 0 | 0 | 0 | 0 | 0
[8 empty] | 0 | 0 | 0 | 0 | 0 | 0
[8 empty] | 0 | 0 | 0 | 0 | 0 | 0
[8 empty] | 0 | 0 | 0 | 0 | 0 | 0
[8 empty] | 0 | 0 | 0 | 0 | 0 | 0
[8 empty] | 0 | 0 | 0 | 0 | 0 | 0
[8 empty] | 0 | 0 | 0 | 0 | 0 | 0
[8 empty] | 0 | 0 | 0 | 0 | 0 | 0
[8 empty] | 0 | 0 | 0 | 0 | 0 | 0
[8 empty] | 0 | 0 | 0 | 0 | 0 | 0
[8 empty] | 0 | 0 | 0 | 0 | 0 | 0
[8 empty] | 0 | 0 | 0 | 0 | 0 | 0
[8 empty] | 0 | 0 | 0 | 0 | 0 | 0
[8 empty] | 0 | 0 | 0 | 0 | 0 | 0
[8 empty] | 0 | 0 | 0 | 0 | 0 | 0
[8 empty] | 0 | 0 | 0 | 0 | 0 | 0
[8 empty] | 0 | 0 | 0 | 0 | 0 | 0
[8 empty] | 0 | 0 | 0 | 0 | 0 | 0
[8 empty] | 0 | 0 | 0 | 0 | 0 | 0
[8 empty] | 0 | 0 | 0 | 0 | 0 | 0
[8 empty] | 0 | 0 | 0 | 0 | 0 | 0
[8 empty] | 0 | 0 | 0 | 0 | 0 | 0
[8 empty] | 0 | 0 | 0 | 0 | 0 | 0
[8 empty] | 0 | 0 | 0 | 0 | 0 | 0
[8 empty] | 0 | 0 | 0 | 0 | 0 | 0
[8 empty] | 0 | 0 | 0 | 0 | 0 | 0
[8 empty] | 0 | 0 | 0 | 0 | 0 | 0
[8 empty] | 0 | 0 | 0 | 0 | 0 | 0
[8 empty] | 0 | 0 | 0 | 0 | 0 | 0
[8 empty] | 0 | 0 | 0 | 0 | 0 | 0
[8 empty] | 0 | 0 | 0 | 0 | 0 | 0
[8 empty] | 0 | 0 | 0 | 0 | 0 | 0
[8 empty] | 0 | 0 | 0 | 0 | 0 | 0
[8 empty] | 0 | 0 | 0 | 0 | 0 | 0
[8 empty] | 0 | 0 | 0 | 0 | 0 | 0
[8 empty] | 0 | 0 | 0 | 0 | 0 | 0
[8 empty] | 0 | 0 | 0 | 0 | 0 | 0
[8 empty] | 0 | 0 | 0 | 0 | 0 | 0
[8 empty] | 0 | 0 | 0 | 0 | 0 | 0
[8 empty] | 0 | 0 | 0 | 0 | 0 | 0
[8 empty] | 0 | 0 | 0 | 0 | 0 | 0
[8 empty] | 0 | 0 | 0 | 0 | 0 | 0
[8 empty] | 0 | 0 | 0 | 0 | 0 | 0
[8 empty] | 0 | 0 | 0 | 0 | 0 | 0
[8 empty] | 0 | 0 | 0 | 0 | 0 | 0
[8 empty] | 0 | 0 | 0 | 0 | 0 | 0
[8 empty] | 0 | 0 | 0 | 0 | 0 | 0
[8 empty] | 0 | 0 | 0 | 0 | 0 | 0
[8 empty] | 0 | 0 | 0 | 0 | 0 | 0
[8 empty] | 0 | 0 | 0 | 0 | 0 | 0
[8 empty] | 0 | 0 | 0 | 0 | 0 | 0
[8 empty] | 0 | 0 | 0 | 0 | 0 | 0
[8 empty] | 0 | 0 | 0 | 0 | 0 | 0
[8 empty] | 0 | 0 | 0 | 0 | 0 | 0
[8 empty] | 0 | 0 | 0 | 0 | 0 | 0
[8 empty] | 0 | 0 | 0 | 0 | 0 | 0
[8 empty] | 0 | 0 | 0 | 0 | 0 | 0
[8 empty] | 0 | 0 | 0 | 0 | 0 | 0
[8 empty] | 0 | 0 | 0 | 0 | 0 | 0
[8 empty] | 0 | 0 | 0 | 0 | 0 | 0
[8 empty] | 0 | 0 | 0 | 0 | 0 | 0
[8 empty] | 0 | 0 | 0 | 0 | 0 | 0
[8 empty] | 0 | 0 | 0 | 0 | 0 | 0
[8 empty] | 0 | 0 | 0 | 0 | 0 | 0
[8 empty] | 0 | 0 | 0 | 0 | 0 | 0
[8 empty] | 0 | 0 | 0 | 0 | 0 | 0
[8 empty] | 0 | 0 | 0 | 0 | 0 | 0
[8 empty] | 0 | 0 | 0 | 0 | 0 | 0
[8 empty] | 0 | 0 | 0 | 0 | 0 | 0
[8 empty] | 0 | 0 | 0 | 0 | 0 | 0
[8 empty] | 0 | 0 | 0 | 0 | 0 | 0
[8 empty] | 0 | 0 | 0 | 0 | 0 | 0
[8 empty] | 0 | 0 | 0 | 0 | 0 | 0
[8 empty] | 0 | 0 | 0 | 0 | 0 | 0
[8 empty] | 0 | 0 | 0 | 0 | 0 | 0
[8 empty] | 0 | 0 | 0 | 0 | 0 | 0
[8 empty] | 0 | 0 | 0 | 0 | 0 | 0
[8 empty] | 0 | 0 | 0 | 0 | 0 | 0
[8 empty] | 0 | 0 | 0 | 0 | 0 | 0
[8 empty] | 0 | 0 | 0 | 0 | 0 | 0
[8 empty] | 0 | 0 | 0 | 0 | 0 | 0
[8 empty] | 0 | 0 | 0 | 0 | 0 | 0
[8 empty] | 0 | 0 | 0 | 0 | 0 | 0
[8 empty] | 0 | 0 | 0 | 0 | 0 | 0
[8 empty] | 0 | 0 | 0 | 0 | 0 | 0
[8 empty] | 0 | 0 | 0 | 0 | 0 | 0
[8 empty] | 0 | 0 | 0 | 0 | 0 | 0
[8 empty] | 0 | 0 | 0 | 0 | 0 | 0
[8 empty] | 0 | 0 | 0 | 0 | 0 | 0
[8 empty] | 0 | 0 | 0 | 0 | 0 | 0
[8 empty] | 0 | 0 | 0 | 0 | 0 | 0
[8 empty] | 0 | 0 | 0 | 0 | 0 | 0
[8 empty] | 0 | 0 | 0 | 0 | 0 | 0
[8 empty] | 0 | 0 | 0 | 0 | 0 | 0
[8 empty] | 0 | 0 | 0 | 0 | 0 | 0
[8 empty] | 0 | 0 | 0 | 0 | 0 | 0
[8 empty] | 0 | 0 | 0 | 0 | 0 | 0
[8 empty] | 0 | 0 | 0 | 0 | 0 | 0
[8 empty] | 0 | 0 | 0 | 0 | 0 | 0
[8 empty] | 0 | 0 | 0 | 0 | 0 | 0
[8 empty] | 0 | 0 | 0 | 0 | 0 | 0
[8 empty] | 0 | 0 | 0 | 0 | 0 | 0
[8 empty] | 0 | 0 | 0 | 0 | 0 | 0
[8 empty] | 0 | 0 | 0 | 0 | 0 | 0
[8 empty] | 0 | 0 | 0 | 0 | 0 | 0
[8 empty] | 0 | 0 | 0 | 0 | 0 | 0
[8 empty] | 0 | 0 | 0 | 0 | 0 | 0
[8 empty] | 0 | 0 | 0 | 0 | 0 | 0
[8 empty] | 0 | 0 | 0 | 0 | 0 | 0
[8 empty] | 0 | 0 | 0 | 0 | 0 | 0
[8 empty] | 0 | 0 | 0 | 0 | 0 | 0
[8 empty] | 0 | 0 | 0 | 0 | 0 | 0
[8 empty] | 0 | 0 | 0 | 0 | 0 | 0
[8 empty] | 0 | 0 | 0 | 0 | 0 | 0
[8 empty] | 0 | 0 | 0 | 0 | 0 | 0
[8 empty] | 0 | 0 | 0 | 0 | 0 | 0
[8 empty] | 0 | 0 | 0 | 0 | 0 | 0
[8 empty] | 0 | 0 | 0 | 0 | 0 | 0
[8 empty] | 0 | 0 | 0 | 0 | 0 | 0
[8 empty] | 0 | 0 | 0 | 0 | 0 | 0
[8 empty] | 0 | 0 | 0 | 0 | 0 | 0
[8 empty] | 0 | 0 | 0 | 0 | 0 | 0
[8 empty] | 0 | 0 | 0 | 0 | 0 | 0
[8 empty] | 0 | 0 | 0 | 0 | 0 | 0
[8 empty] | 0 | 0 | 0 | 0 | 0 | 0
[8 empty] | 0 | 0 | 0 | 0 | 0 | 0
[8 empty] | 0 | 0 | 0 | 0 | 0 | 0
[8 empty] | 0 | 0 | 0 | 0 | 0 | 0
[8 empty] | 0 | 0 | 0 | 0 | 0 | 0
[8 empty] | 0 | 0 | 0 | 0 | 0 | 0
[8 empty] | 0 | 0 | 0 | 0 | 0 | 0
[8 empty] | 0 | 0 | 0 | 0 | 0 | 0
[8 empty] | 0 | 0 | 0 | 0 | 0 | 0
[8 empty] | 0 | 0 | 0 | 0 | 0 | 0
[8 empty] | 0 | 0 | 0 | 0 | 0 | 0
[8 empty] | 0 | 0 | 0 | 0 | 0 | 0
[8 empty] | 0 | 0 | 0 | 0 | 0 | 0
[8 empty] | 0 | 0 | 0 | 0 | 0 | 0
[8 empty] | 0 | 0 | 0 | 0 | 0 | 0
[8 empty] | 0 | 0 | 0 | 0 | 0 | 0
[8 empty] | 0 | 0 | 0 | 0 | 0 | 0
[8 empty] | 0 | 0 | 0 | 0 | 0 | 0
[8 empty] | 0 | 0 | 0 | 0 | 0 | 0
[8 empty] | 0 | 0 | 0 | 0 | 0 | 0
[8 empty] | 0 | 0 | 0 | 0 | 0 | 0
[8 empty] | 0 | 0 | 0 | 0 | 0 | 0
[8 empty] | 0 | 0 | 0 | 0 | 0 | 0
[8 empty] | 0 | 0 | 0 | 0 | 0 | 0
[8 empty] | 0 | 0 | 0 | 0 | 0 | 0
[8 empty] | 0 | 0 | 0 | 0 | 0 | 0
[8 empty] | 0 | 0 | 0 | 0 | 0 | 0
[8 empty] | 0 | 0 | 0 | 0 | 0 | 0

## FDAS_APOLLO
CATEGORY | TYPE | MODEL | ITEM DESCRIPTION | OTHER DESCRIPTION | UPDATED PRICE (VAT-Inc.) | OLD PRICE (VAT-Inc.) | Last Price Update Date | SRP (End-User) |  | DEALER's PRICE |  | CONTRACTOR's PRICE |  | REMARKS
[8 empty] | Small Volume (50% Mark-Up) | Big Volume (30% Mark-Up) | Small Volume (30% Mark-Up) | Big Volume (20% Mark-Up) | Small Volume (15% Mark-Up) | Big Volume (10% Mark-Up) | ALWAYS CHECK WITH THE PURCHASING DEPT. FOR THE UPDATED PRICE BEFORE ISSUANCE OF P.O.
EN 54 CONVENTIONAL FIRE CONTROL PANELS |  | K11020 M2 | Sigma CP - Four Wire panel(Resistor EOL), no LCMU, surface enclosure 2 Zones | Made in U.K. 2Years Warranty |  | 14790 | 2022-02-01 | 0 | 0 | 0 | 0 | 0 | 0
EN 54 CONVENTIONAL FIRE CONTROL PANELS |  | K11040 M2 | Sigma CP - Four Wire panel(Resistor EOL), no LCMU, surface enclosure 4 Zones | Made in U.K. 2Years Warranty |  | 16890 | 2022-02-01 | 0 | 0 | 0 | 0 | 0 | 0
EN 54 CONVENTIONAL FIRE CONTROL PANELS |  | K11080 M2 | Sigma CP - Four Wire panel(Resistor EOL), no LCMU, surface enclosure 8 Zones | Made in U.K. 2Years Warranty |  | 19710 | 2022-02-01 | 0 | 0 | 0 | 0 | 0 | 0
EN 54 CONVENTIONAL FIRE CONTROL PANEL ACCESSORIES |  | K14060 | LCMU Line Continuity Monitoring Unit | Made in U.K. 2Years Warranty |  | 460 | 2022-02-01 | 0 | 0 | 0 | 0 | 0 | 0
EN 54 CONVENTIONAL FIRE CONTROL PANEL ACCESSORIES |  | K580 | Sigma CP Ancillary PCB | Made in U.K. 2Years Warranty |  | 9020 | 2022-02-01 | 0 | 0 | 0 | 0 | 0 | 0
EN 54 CONVENTIONAL FIRE CONTROL PANEL ACCESSORIES |  | K461 | Sigma CP Sounder PCB | Made in U.K. 2Years Warranty |  | 9020 | 2022-02-01 | 0 | 0 | 0 | 0 | 0 | 0
EN 54 CONVENTIONAL FIRE CONTROL PANEL ACCESSORIES |  | K02000 M2 | Boxed Sigma CP Ancillary PCB | Made in U.K. 2Years Warranty |  | 12070 | 2022-02-01 | 0 | 0 | 0 | 0 | 0 | 0
EN 54 CONVENTIONAL FIRE CONTROL PANEL ACCESSORIES |  | K02750 M2 | Boxed Sigma CP Ancillary PCB with 0.75 Amp PSU | Made in U.K. 2Years Warranty |  | 16280 | 2022-02-01 | 0 | 0 | 0 | 0 | 0 | 0
EN 54 CONVENTIONAL FIRE CONTROL PANEL ACCESSORIES |  | K04000 M2 | Boxed Sigma CP Sounder PCB | Made in U.K. 2Years Warranty |  | 12660 | 2022-02-01 | 0 | 0 | 0 | 0 | 0 | 0
EN 54 CONVENTIONAL FIRE CONTROL PANEL ACCESSORIES |  | K04400 M2 | Boxed Sigma CP Sounder PCB c w 5.25A PSU | Made in U.K. 2Years Warranty |  | 26830 | 2022-02-01 | 0 | 0 | 0 | 0 | 0 | 0
EN 54 CONVENTIONAL FIRE CONTROL PANEL ACCESSORIES |  | K18002** | Tamper Resistant Vision Window (easy to retroft on site) 385W x 310H (fts M2 box) | Made in U.K. 2Years Warranty |  | 8150 | 2022-02-01 | 0 | 0 | 0 | 0 | 0 | 0
|  | K01040 M2 | Sigma CP-R 4Z Repeater Panel with PSU Surface 385W x 310H x 90D 230V | Made in U.K. 2Years Warranty |  | 14780 | 2022-02-01 | 0 | 0 | 0 | 0 | 0 | 0
|  | K01080 M2 | Sigma CP-R 8Z Repeater Panel with PSU Surface 385W x 310H x 90D 230V | Made in U.K. 2Years Warranty |  | 17790 | 2022-02-01 | 0 | 0 | 0 | 0 | 0 | 0
|  | K6524 L2 | SYNCRO IDENT LOCAL LED REPEATER 24 WAY | Made in U.K. 2Years Warranty |  | 19750 | 2022-02-01 | 0 | 0 | 0 | 0 | 0 | 0
|  | LA81161 M2 | Syncro AS Lite - 1 Loop Analogue Addressable Fire Control Panel (Non Networkable) (No I/O Expansion Support) Syncro AS Lite is a stand-alone panel and as such will not connect to any other network devices or Syncro View panels. | Made in U.K. 2Years Warranty |  | 30760 | 2022-02-01 | 0 | 0 | 0 | 0 | 0 | 0
|  | A81161 M2 | Syncro AS - 1 Loop Analogue Addressable Fire Control Panel 1 Year | Made in U.K. 2Years Warranty |  | 38770 | 2022-02-01 | 0 | 0 | 0 | 0 | 0 | 0
|  | A81162 M2 | Syncro AS - 2 Loop Analogue Addressable Fire Control Panel | Made in U.K. 2Years Warranty |  | 57660 | 2022-02-01 | 0 | 0 | 0 | 0 | 0 | 0
|  | H80162 M2 | Hochiki ESP Syncro AS - 2 Loop Analogue Addressable Fire Control Panel | Made in U.K. 2Years Warranty |  | 59960 | 2022-02-01 | 0 | 0 | 0 | 0 | 0 | 0
|  | A81161M3P | Syncro AS 1 Loop Analogue Addressable Control Panel - Larger Enclosure: Apollo Protocol, Surface, c/w Printer | Made in U.K. 2Years Warranty |  | 60270 | 2022-02-01 | 0 | 0 | 0 | 0 | 0 | 0
|  | A81162M3P | Syncro AS 2 Loop Analogue Addressable Control Panel - Larger Enclosure: Apollo Protocol, Surface, c/w Printer | Made in U.K. 2Years Warranty |  | 78060 | 2022-02-01 | 0 | 0 | 0 | 0 | 0 | 0
|  | MA80161M2 | Syncro AS 'Marine' Analogue Addressable 1-Loop Fire Control Panel Surface Apollo Protocol | Made in U.K. 2Years Warranty |  | 43400 | 2022-02-01 | 0 | 0 | 0 | 0 | 0 | 0
|  | MA80162M2 | Syncro AS 'Marine' Analogue Addressable 2-Loop Fire Control Panel Surface Apollo Protocol | Made in U.K. 2Years Warranty |  | 62020 | 2022-02-01 | 0 | 0 | 0 | 0 | 0 | 0
|  | K545 | Syncro I/O - 4 Way Conventional Detection Zone Module | Made in U.K. 2Years Warranty |  | 14480 | 2022-02-01 | 0 | 0 | 0 | 0 | 0 | 0
|  | K586A | Syncro AS Loop 2 Extension Card - Apollo Protocol | Made in U.K. 2Years Warranty |  | 19410 | 2022-02-01 | 0 | 0 | 0 | 0 | 0 | 0
|  | K555 | Syncro Fault Tolerant Network Interface Card | Made in U.K. 2Years Warranty |  | 16100 | 2022-02-01 | 0 | 0 | 0 | 0 | 0 | 0
|  | S737 | Voyager Data Recorder Interface PCB (NMEA 0183 Standard) | Made in U.K. 2Years Warranty |  | 39180 | 2022-02-01 | 0 | 0 | 0 | 0 | 0 | 0
|  | MK67000AM1 | Syncro View Marine Repeater without Keyswitch (24v Flat Plate Fascia, Space Saving Model) | Made in U.K. 2Years Warranty |  | 24900 | 2022-02-01 | 0 | 0 | 0 | 0 | 0 | 0
|  | MK67000M1 | Syncro View 'Marine', Local LCD Repeater Panel | Made in U.K. 2Years Warranty |  | 23640 | 2022-02-01 | 0 | 0 | 0 | 0 | 0 | 0
|  | MK67001M1 | Syncro View 'Marine', Local LCD Repeater Panel With Enable Keyswitch | Made in U.K. 2Years Warranty |  | 24900 | 2022-02-01 | 0 | 0 | 0 | 0 | 0 | 0
|  | MK67001AM1 | Syncro View Marine Repeater with Keyswitch (24v Flat Plate Fascia, Space Saving Model) | Made in U.K. 2Years Warranty |  | 26170 | 2022-02-01 | 0 | 0 | 0 | 0 | 0 | 0
|  | M2FCLGT | Semi Flushing Collar 385W x 310H (M2/H2) cabinet - | Made in U.K. 2Years Warranty |  | 3030 | 2022-02-01 | 0 | 0 | 0 | 0 | 0 | 0
|  | M1FCLGT | Semi Flushing Collar (for 330W x 255H (M1) Cabinet)- | Made in U.K. 2Years Warranty |  | 2120 | 2022-02-01 | 0 | 0 | 0 | 0 | 0 | 0
|  | K553-16 | Syncro 16 Zone LED Extender Kit | Made in U.K. 2Years Warranty |  | 4170 | 2022-02-01 | 0 | 0 | 0 | 0 | 0 | 0
|  | K554-48 | Syncro 48 Zone LED Extender Kit | Made in U.K. 2Years Warranty |  | 4980 | 2022-02-01 | 0 | 0 | 0 | 0 | 0 | 0
|  | K554-96 | Syncro 96 Zone LED Extender Kit | Made in U.K. 2Years Warranty |  | 6640 | 2022-02-01 | 0 | 0 | 0 | 0 | 0 | 0
|  | S187** | Software Download Lead (Compatible with all Syncro Panels)= STANDARD ** S187 Download Lead – for use with all EN & BS Version Syncro, Syncro AS Control Panels Only. Do not use with Solo panels as this will cause damage to the panel. | Made in U.K. 2Years Warranty |  | 5100 | 2022-02-01 | 0 | 0 | 0 | 0 | 0 | 0
|  | U187 | USB to RS232 Serial Converter for software download lead | Made in U.K. 2Years Warranty |  | 5830 | 2022-02-01 | 0 | 0 | 0 | 0 | 0 | 0
|  | K67000 M1 | Local Comms LCD Repeater (No Power Supply Unit) | Made in U.K. 2Years Warranty |  | 24120 | 2022-02-01 | 0 | 0 | 0 | 0 | 0 | 0
|  | K67750 M1 | Local Comms LCD Repeater (With 750 MA Power Supply Unit) | Made in U.K. 2Years Warranty |  | 31950 | 2022-02-01 | 0 | 0 | 0 | 0 | 0 | 0
|  | K560 | Syncro I/O - 16 Channel I/O board | Made in U.K. 2Years Warranty |  | 14780 | 2022-02-01 | 0 | 0 | 0 | 0 | 0 | 0
|  | K547 | Syncro I/O - 8 Way Relay Extender Board | Made in U.K. 2Years Warranty |  | 14780 | 2022-02-01 | 0 | 0 | 0 | 0 | 0 | 0
|  | K546 | Syncro I/O - 6 Way Sounder Extender Board | Made in U.K. 2Years Warranty |  | 14780 | 2022-02-01 | 0 | 0 | 0 | 0 | 0 | 0
|  | K768SYN | Thermal Printer Retrofit Kit - New front loading printer | Made in U.K. 2Years Warranty |  | 24120 | 2022-02-01 | 0 | 0 | 0 | 0 | 0 | 0
|  | K758 | Taktis 2 loop card 1 Year | Made in U.K. 2Years Warranty |  | 38260 | 2022-02-01 | 0 | 0 | 0 | 0 | 0 | 0
|  | TAAEE11010A1 | Apollo Protocol, Taktis - 2 Loop 5.25 Amp PSU, Standard Enclosure 420W x 590H x 150D mm Analogue Addressable Control Panel 0 zones LED's indicator, NO Printer, M5, 1 aperture (surface) | Made in U.K. 2Years Warranty |  | 96810 | 2022-02-01 | 0 | 0 | 0 | 0 | 0 | 0
|  | TAAEE21110A1 | Apollo Protocol, Taktis - 2 Loop 5.25 Amp PSU, Standard Enclosure 420W x 590H x 150D mm Analogue Addressable Control Panel 48 zones LED's indicator, NO Printer, M5, 2 aperture (surface) | Made in U.K. 2Years Warranty |  | 116520 | 2022-02-01 | 0 | 0 | 0 | 0 | 0 | 0
|  | TAAEE2111PA1 | Apollo Protocol, Taktis - 2 Loop 5.25 Amp PSU, Standard Enclosure 420W x 590H x 150D mm Analogue Addressable Control Panel 48 zones LED's indicator, With printer, M5, 2 aperture (surface) | Made in U.K. 2Years Warranty |  | 141890 | 2022-02-01 | 0 | 0 | 0 | 0 | 0 | 0
|  | TAAEE21210A1 | Apollo Protocol, Taktis - 2 Loop 5.25 Amp PSU, Standard Enclosure 420W x 590H x 150D mm Analogue Addressable Control Panel 96 zones LED's indicator, NO printer, M5, 2 aperture (surface) | Made in U.K. 2Years Warranty |  | 121550 | 2022-02-01 | 0 | 0 | 0 | 0 | 0 | 0
|  | TAAEE21310A1 | Apollo Protocol, Taktis - 2 Loop 5.25 Amp PSU, Standard Enclosure 420W x 590H x 150D mm Analogue Addressable Control Panel 144 zones LED's indicator, NO printer, M5, 2 aperture (surface) | Made in U.K. 2Years Warranty |  | 126520 | 2022-02-01 | 0 | 0 | 0 | 0 | 0 | 0
|  | K758 | Taktis 2 loop card 1 Year | Made in U.K. 2Years Warranty |  | 38260 | 2022-02-01 | 0 | 0 | 0 | 0 | 0 | 0
|  | TAAEE13010A1 | Apollo Protocol, Taktis - 2 Loop 10.25Amp PSU, Standard Enclosure 420W x 590H x 150D mm Analogue Addressable Control Panel 0 zones LED's indicator, NO Printer, M5, 1 aperture (surface) | Made in U.K. 2Years Warranty |  | 115620 | 2022-02-01 | 0 | 0 | 0 | 0 | 0 | 0
|  | TAAEE23110A1 | Apollo Protocol, Taktis - 2 Loop 10.25 Amp PSU, Standard Enclosure 420W x 590H x 150D mm Analogue Addressable Control Panel 48 zones LED's indicator, NO Printer, M5, 2 aperture (surface) | Made in U.K. 2Years Warranty |  | 135390 | 2022-02-01 | 0 | 0 | 0 | 0 | 0 | 0
|  | TAAEE2311PA1 | Apollo Protocol, Taktis - 2 Loop 10.25 Amp PSU, Standard Enclosure 420W x 590H x 150D mm Analogue Addressable Control Panel 48 zones LED's indicator, With printer, M5, 2 aperture (surface) | Made in U.K. 2Years Warranty |  | 160700 | 2022-02-01 | 0 | 0 | 0 | 0 | 0 | 0
|  | TAAEE23210A1 | Apollo Protocol, Taktis - 2 Loop 10.25 Amp PSU, Standard Enclosure 420W x 590H x 150D mm Analogue Addressable Control Panel 96 zones LED's indicator, NO printer, M5, 2 aperture (surface) | Made in U.K. 2Years Warranty |  | 140360 | 2022-02-01 | 0 | 0 | 0 | 0 | 0 | 0
|  | TAAEE23310A1 | Apollo Protocol, Taktis - 2 Loop 10.25 Amp PSU, Standard Enclosure 420W x 590H x 150D mm Analogue Addressable Control Panel 144 zones LED's indicator, NO printer, M5, 2 aperture (surface) | Made in U.K. 2Years Warranty |  | 145340 | 2022-02-01 | 0 | 0 | 0 | 0 | 0 | 0
|  | K758 | Taktis 2 loop card 1 Year | Made in U.K. 2Years Warranty |  | 38260 | 2022-02-01 | 0 | 0 | 0 | 0 | 0 | 0
|  | TAAED13010A1 | Apollo Protocol, Taktis - 2 Loop 10.25Amp PSU, Deep Enclosure 420W x 590H x 195D mm Analogue Addressable Control Panel 0 zones LED's indicator, NO Printer, D5, 1 aperture (surface) | Made in U.K. 2Years Warranty |  | 119550 | 2022-02-01 | 0 | 0 | 0 | 0 | 0 | 0
|  | TAAED23110A1 | Apollo Protocol, Taktis - 2 Loop 10.25Amp PSU, Deep Enclosure 420W x 590H x 195D mm Analogue Addressable Control Panel 48 zones LED's indicator, NO Printer, D5, 2 aperture (surface) | Made in U.K. 2Years Warranty |  | 139320 | 2022-02-01 | 0 | 0 | 0 | 0 | 0 | 0
|  | TAAED2311PA1 | Apollo Protocol, Taktis - 2 Loop 10.25Amp PSU, Deep Enclosure 420W x 590H x 195D mm Analogue Addressable Control Panel 48 zones LED's indicator, with Printer, D5, 2 aperture (surface) | Made in U.K. 2Years Warranty |  | 164630 | 2022-02-01 | 0 | 0 | 0 | 0 | 0 | 0
|  | TAAED23210A1 | Apollo Protocol, Taktis - 2 Loop 10.25Amp PSU, Deep Enclosure 420W x 590H x 195D mm Analogue Addressable Control Panel 96 zones LED's indicator, NO Printer, D5, 2 aperture (surface) | Made in U.K. 2Years Warranty |  | 144290 | 2022-02-01 | 0 | 0 | 0 | 0 | 0 | 0
|  | TAAED23310A1 | Apollo Protocol, Taktis - 2 Loop 10.25Amp PSU, Deep Enclosure 420W x 590H x 195D mm Analogue Addressable Control Panel 144 zones LED's indicator, NO Printer, D5, 2 aperture (surface) | Made in U.K. 2Years Warranty |  | 149270 | 2022-02-01 | 0 | 0 | 0 | 0 | 0 | 0
|  | K758 | Taktis 2 loop card - 1 Year | Made in U.K. 2Years Warranty |  | 38260 | 2022-02-01 | 0 | 0 | 0 | 0 | 0 | 0
|  | TABED13010A1 | Apollo Protocol, Taktis - 2 Loop 10.25Amp PSU, Deep Enclosure 420W x 590H x 195D mm Analogue Addressable Control Panel 0 zones LED's indicator, NO Printer, M6, 1 aperture (surface) Taktis 2 to 16 loops capability | Made in U.K. 2Years Warranty |  | 186930 | 2022-02-01 | 0 | 0 | 0 | 0 | 0 | 0
|  | TABED23110A1 | Apollo Protocol, Taktis - 2 Loop 10.25Amp PSU, Deep Enclosure 420W x 590H x 195D mm Analogue Addressable Control Panel 48 zones LED's indicator, NO Printer, M6, 2 aperture (surface) Taktis 2 to 16 loops capability | Made in U.K. 2Years Warranty |  | 194620 | 2022-02-01 | 0 | 0 | 0 | 0 | 0 | 0
|  | TABED2311PA1 | Apollo Protocol, Taktis - 2 Loop 10.25Amp PSU, Deep Enclosure 420W x 590H x 195D mm Analogue Addressable Control Panel 0 zones LED's indicator, With Printer, M6, 2 aperture (surface) Taktis 2 to 16 loops capability | Made in U.K. 2Years Warranty |  | 223690 | 2022-02-01 | 0 | 0 | 0 | 0 | 0 | 0
|  | TABED23210A1 | Apollo Protocol, Taktis - 2 Loop 10.25Amp PSU, Deep Enclosure 420W x 590H x 195D mm Analogue Addressable Control Panel 96 zones LED's indicator, NO Printer, M6, 2 aperture (surface) Taktis 2 to 16 loops capability | Made in U.K. 2Years Warranty |  | 200140 | 2022-02-01 | 0 | 0 | 0 | 0 | 0 | 0
|  | TABED23310A1 | Apollo Protocol, Taktis - 2 Loop 10.25Amp PSU, Deep Enclosure 420W x 590H x 195D mm Analogue Addressable Control Panel 144 zones LED's indicator, NO Printer, M6, 2 aperture (surface) Taktis 2 to 16 loops capability | Made in U.K. 2Years Warranty |  | 205920 | 2022-02-01 | 0 | 0 | 0 | 0 | 0 | 0
|  | K758 | Taktis 2 loop card - 1 Year | Made in U.K. 2Years Warranty |  | 38260 | 2022-02-01 | 0 | 0 | 0 | 0 | 0 | 0
|  | TADEE0001000 | Taktis Vision Network Repeater Surface (24v only) | Made in U.K. 2Years Warranty |  | 36570 | 2022-02-01 | 0 | 0 | 0 | 0 | 0 | 0
|  | TADEF0001000 | Taktis Vision Network Repeater Flush (24v only) | Made in U.K. 2Years Warranty |  | 39190 | 2022-02-01 | 0 | 0 | 0 | 0 | 0 | 0
|  | K2008 | Taktis network module - | Made in U.K. 2Years Warranty |  | 24770 | 2022-02-01 | 0 | 0 | 0 | 0 | 0 | 0
|  | K772 | Taktis 16 channel I/O card - | Made in U.K. 2Years Warranty |  | 18520 | 2022-02-01 | 0 | 0 | 0 | 0 | 0 | 0
|  | K791 | Taktis 8 way relay module - | Made in U.K. 2Years Warranty |  | 18520 | 2022-02-01 | 0 | 0 | 0 | 0 | 0 | 0
|  | K792 | Taktis 8 way conventional module - | Made in U.K. 2Years Warranty |  | 19470 | 2022-02-01 | 0 | 0 | 0 | 0 | 0 | 0
|  | K793 | Taktis 4 way sounder module - | Made in U.K. 2Years Warranty |  | 19470 | 2022-02-01 | 0 | 0 | 0 | 0 | 0 | 0
|  | M5FCLGT | Taktis M5 enclosure flushing collar 420x 590 - | Made in U.K. 2Years Warranty |  | 6140 | 2022-02-01 | 0 | 0 | 0 | 0 | 0 | 0
|  | K721 | Taktis EN Display Board Kit - | Made in U.K. 2Years Warranty |  | 47500 | 2022-02-01 | 0 | 0 | 0 | 0 | 0 | 0
|  | K722 | Taktis Back Board Kit | Made in U.K. 2Years Warranty |  | 15400 | 2022-02-01 | 0 | 0 | 0 | 0 | 0 | 0
|  | K769 | Taktis System A Board Kit | Made in U.K. 2Years Warranty |  | 14740 | 2022-02-01 | 0 | 0 | 0 | 0 | 0 | 0
|  | K770 | Taktis System B Board Kit | Made in U.K. 2Years Warranty |  | 13110 | 2022-02-01 | 0 | 0 | 0 | 0 | 0 | 0
|  | K771 | Taktis 48 Zone LED Board Kit | Made in U.K. 2Years Warranty |  | 6500 | 2022-02-01 | 0 | 0 | 0 | 0 | 0 | 0
|  | K2008FI | Taktis Network Card Kit (Fully Isolated, Ethernet & IFAM Interface) | Made in U.K. 2Years Warranty |  | 25890 | 2022-02-01 | 0 | 0 | 0 | 0 | 0 | 0
|  | K786 | Taktis 4 Slot Extension Board Kit | Made in U.K. 2Years Warranty |  | 11800 | 2022-02-01 | 0 | 0 | 0 | 0 | 0 | 0
|  | S2024 | Taktis USB Download Lead | Made in U.K. 2Years Warranty |  | 2630 | 2022-02-01 | 0 | 0 | 0 | 0 | 0 | 0
|  | B3532 | Taktis Replacement Door Lock | Made in U.K. 2Years Warranty |  | 1320 | 2022-02-01 | 0 | 0 | 0 | 0 | 0 | 0
|  | K788 | Media Gateway Ethernet & Dialer | Made in U.K. 2Years Warranty |  | 36040 | 2022-02-01 | 0 | 0 | 0 | 0 | 0 | 0
|  | K794 | Media Gateway Ethernet Only | Made in U.K. 2Years Warranty |  | 25550 | 2022-02-01 | 0 | 0 | 0 | 0 | 0 | 0
|  | K11031 M2 | Sigma XT - Extinguishant Control Panel Surface 385W x 310H x 90D | Made in U.K. 2Years Warranty |  | 30140 | 2022-02-01 | 0 | 0 | 0 | 0 | 0 | 0
|  | K03000 M2 | Boxed Sigma XT Ancillary PCB Surface 385W x 310H x 90D | Made in U.K. 2Years Warranty |  | 12370 | 2022-02-01 | 0 | 0 | 0 | 0 | 0 | 0
|  | K03750 M2 | Boxed Sigma XT Ancillary PCB with 0.75 Amp PSU Surface 385W x 310H x 90D K | Made in U.K. 2Years Warranty |  | 16880 | 2022-02-01 | 0 | 0 | 0 | 0 | 0 | 0
|  | K18002 | Tamper Resistant Vision Window (easy to retroft on site) - 385W x 310H (fts M2 box) | Made in U.K. 2Years Warranty |  | 8150 | 2022-02-01 | 0 | 0 | 0 | 0 | 0 | 0
|  | K21021 M3 | Sigma XT+ 2 Zone - Extinguishant Control Panel - 1 AREA | Made in U.K. 2Years Warranty |  | 37670 | 2022-02-01 | 0 | 0 | 0 | 0 | 0 | 0
|  | K21041 M3* | Sigma XT+ 4 Zone Extinguishant Control Panel- 1 AREA Surface 385W x 520H x 110D | Made in U.K. 2Years Warranty |  | 41290 | 2022-02-01 | 0 | 0 | 0 | 0 | 0 | 0
|  | K21042 M3 | Sigma XT+ 4 Zone Extinguishant Control Panel - 2 AREA Surface 385W x 520H x 110D | Made in U.K. 2Years Warranty |  | 66000 | 2022-02-01 | 0 | 0 | 0 | 0 | 0 | 0
|  | K21081 M3* | Sigma XT+ 8 Zone Extinguishant Control Panel - 1 AREA Surface 385W x 520H x 110D | Made in U.K. 2Years Warranty |  | 60270 | 2022-02-01 | 0 | 0 | 0 | 0 | 0 | 0
|  | K21082 M3 | Sigma XT+ 8 Zone Extinguishant Control Panel - 2 AREA Surface 385W x 520H x 110D | Made in U.K. 2Years Warranty |  | 69310 | 2022-02-01 | 0 | 0 | 0 | 0 | 0 | 0
|  | K21083 M4* | Sigma XT+ 8 Zone Extinguishant Control Panel - 3 AREA Surface 385W x 520H x 110D | Made in U.K. 2Years Warranty |  | 85580 | 2022-02-01 | 0 | 0 | 0 | 0 | 0 | 0
|  | K21084 M4 | Sigma XT+ 8 Zone Extinguishant Control Panel - 4 AREA Surface 385W x 520H x 110D | Made in U.K. 2Years Warranty |  | 103660 | 2022-02-01 | 0 | 0 | 0 | 0 | 0 | 0
|  | K700 | Extinguishant module including PCB and plate (Can be retroftted to upgrade system)* - | Made in U.K. 2Years Warranty |  | 23210 | 2022-02-01 | 0 | 0 | 0 | 0 | 0 | 0
|  | M3FCLGT | Semi Flushing Collar 385W x 520H (M3) cabinet - | Made in U.K. 2Years Warranty |  | 4530 | 2022-02-01 | 0 | 0 | 0 | 0 | 0 | 0
|  | M4FCLGT | Semi Flushing Collar 385W x 700H (M4) cabinet - | Made in U.K. 2Years Warranty |  | 5130 | 2022-02-01 | 0 | 0 | 0 | 0 | 0 | 0
|  | K14060 | LCMU Line Continuity Monitoring Unit - | Made in U.K. 2Years Warranty |  | 460 | 2022-02-01 | 0 | 0 | 0 | 0 | 0 | 0
|  | K580 | Sigma CP Ancillary PCB - | Made in U.K. 2Years Warranty |  | 9020 | 2022-02-01 | 0 | 0 | 0 | 0 | 0 | 0
|  | K461 | Sigma CP Sounder PCB - | Made in U.K. 2Years Warranty |  | 9020 | 2022-02-01 | 0 | 0 | 0 | 0 | 0 | 0
|  | K588 | Sigma XT Ancillary PCB - | Made in U.K. 2Years Warranty |  | 8750 | 2022-02-01 | 0 | 0 | 0 | 0 | 0 | 0
|  | K911000 M8 | Standard - Surface 186W x 132H x 50D | Made in U.K. 2Years Warranty |  | 6940 | 2022-02-01 | 0 | 0 | 0 | 0 | 0 | 0
|  | K911100 M8 | with Mode Select function - Surface 186W x 132H x 50D | Made in U.K. 2Years Warranty |  | 7540 | 2022-02-01 | 0 | 0 | 0 | 0 | 0 | 0
|  | K911010 M8 | with Manual Release function - Surface 186W x 132H x 50D | Made in U.K. 2Years Warranty |  | 7540 | 2022-02-01 | 0 | 0 | 0 | 0 | 0 | 0
|  | K911110 M8 | with Model Select & Manual Release function - Surface 186W x 132H x 50D | Made in U.K. 2Years Warranty |  | 8450 | 2022-02-01 | 0 | 0 | 0 | 0 | 0 | 0
|  | K911113 M8* | with Model Select & Manual Release function - Surface 186W x 132H x 50D | Made in U.K. 2Years Warranty |  | 9950 | 2022-02-01 | 0 | 0 | 0 | 0 | 0 | 0
|  | W911000 W8 | Standard - Surface 256W x 170H x 60D | Made in U.K. 2Years Warranty |  | 8450 | 2022-02-01 | 0 | 0 | 0 | 0 | 0 | 0
|  | W911100 W8 | with Mode Select function - Surface 256W x 170H x 60D | Made in U.K. 2Years Warranty |  | 9950 | 2022-02-01 | 0 | 0 | 0 | 0 | 0 | 0
|  | W911110 W8 | with Mode Select & Manual Release function - Surface 256W x 170H x 60D | Made in U.K. 2Years Warranty |  | 12660 | 2022-02-01 | 0 | 0 | 0 | 0 | 0 | 0
|  | W911113 W8* | with Model Select & Manual Release function - Surface 256W x 170H x 60D | Made in U.K. 2Years Warranty |  | 13270 | 2022-02-01 | 0 | 0 | 0 | 0 | 0 | 0
|  | K91000 M10 | Sigma XT - Extinguishant Hold Of Unit Green Button Grey lid & box (BS00A05) Surface 97W x 97H x 50D | Made in U.K. 2Years Warranty |  | 4170 | 2022-02-01 | 0 | 0 | 0 | 0 | 0 | 0
|  | KB91000 M10 | Sigma XT - Extinguishant Hold Of Unit Red Button White lid & box (BS7273) - Surface 97W x 97H x 50D | Made in U.K. 2Years Warranty |  | 4170 | 2022-02-01 | 0 | 0 | 0 | 0 | 0 | 0
|  | K13470 M10 | Sigma XT - System Abort Button Unit Surface 97W x 97H x 50D | Made in U.K. 2Years Warranty |  | 4170 | 2022-02-01 | 0 | 0 | 0 | 0 | 0 | 0
|  | K13520 M10 | Sigma XT - Extinguishant Extract Keyswitch Unit - Surface 97W x 97H x 50D | Made in U.K. 2Years Warranty |  | 5070 | 2022-02-01 | 0 | 0 | 0 | 0 | 0 | 0
|  | K13480 M10 | Sigma XT - Main/ Reserve Duty Extinguishant Keyswitch Unit - Surface 97W x 97H x 50D | Made in U.K. 2Years Warranty |  | 5070 | 2022-02-01 | 0 | 0 | 0 | 0 | 0 | 0
|  | A31161 M3 | Syncro XT+ Multi Area Addressable Extinguishant Control Panel - 1 AREA 1 LOOP Surface 385W x 520H x 110D | Made in U.K. 2Years Warranty |  | 72320 | 2022-02-01 | 0 | 0 | 0 | 0 | 0 | 0
|  | A32161 M3 | Syncro XT+ Multi Area Addressable Extinguishant Control Panel - 1 AREA 2 LOOPS Surface 385W x 520H x 110D | Made in U.K. 2Years Warranty |  | 94920 | 2022-02-01 | 0 | 0 | 0 | 0 | 0 | 0
|  | A31162 M3 | Syncro XT+ Multi Area Addressable Extinguishant Control Panel - 2 AREA 1 LOOP Surface 385W x 520H x 110D | Made in U.K. 2Years Warranty |  | 96440 | 2022-02-01 | 0 | 0 | 0 | 0 | 0 | 0
|  | A32162 M3 | Syncro XT+ Multi Area Addressable Extinguishant Control Panel - 2 AREA 2 LOOPS Surface 385W x 520H x 110D | Made in U.K. 2Years Warranty |  | 119040 | 2022-02-01 | 0 | 0 | 0 | 0 | 0 | 0
|  | A31163 M4 | Syncro XT+ Multi Area Addressable Extinguishant Control Panel - 3 AREA 1 LOOP Surface 385W x 700H x 145D | Made in U.K. 2Years Warranty |  | 120540 | 2022-02-01 | 0 | 0 | 0 | 0 | 0 | 0
|  | A32163 M4 | Syncro XT+ Multi Area Addressable Extinguishant Control Panel - 3 AREA 2 LOOPS Surface 385W x 700H x 145D | Made in U.K. 2Years Warranty |  | 143140 | 2022-02-01 | 0 | 0 | 0 | 0 | 0 | 0
|  | A31164 M4 | Syncro XT+ Multi Area Addressable Extinguishant Control Panel - 4 AREA 1 LOOP Surface 385W x 700H x 145D | Made in U.K. 2Years Warranty |  | 144640 | 2022-02-01 | 0 | 0 | 0 | 0 | 0 | 0
|  | A32164 M4 | Syncro XT+ Multi Area Addressable Extinguishant Control Panel - 4 AREA 2 LOOPS Surface 385W x 700H x 145D | Made in U.K. 2Years Warranty |  | 167240 | 2022-02-01 | 0 | 0 | 0 | 0 | 0 | 0
|  | A91000 M8 | Standard - Surface 186W x 132H x 50D | Made in U.K. 2Years Warranty |  | 7760 | 2022-02-01 | 0 | 0 | 0 | 0 | 0 | 0
|  | A91100 M8 | with Manual Release function - Surface 186W x 132H x 50D | Made in U.K. 2Years Warranty |  | 10860 | 2022-02-01 | 0 | 0 | 0 | 0 | 0 | 0
|  | A91110 M8 | with Manual Release & Mode Select function - Surface 186W x 132H x 50D | Made in U.K. 2Years Warranty |  | 13270 | 2022-02-01 | 0 | 0 | 0 | 0 | 0 | 0
|  | A91000 W8 | Standard - Surface 256W x 170H x 60D | Made in U.K. 2Years Warranty |  | 9050 | 2022-02-01 | 0 | 0 | 0 | 0 | 0 | 0
|  | A91100 W8 | with Manual Release function - Surface 256W x 170H x 60D | Made in U.K. 2Years Warranty |  | 10860 | 2022-02-01 | 0 | 0 | 0 | 0 | 0 | 0
|  | A91110 W8 | with Manual Releae & Mode Select function - Surface 256W x 170H x 60D | Made in U.K. 2Years Warranty |  | 13270 | 2022-02-01 | 0 | 0 | 0 | 0 | 0 | 0
|  | A90001 M10 | Syncro Si ** - Extinguishant hold off switch unit (White lid + box) (Apollo Protocol only) - Surface 97W x 97H x 50D | Made in U.K. 2Years Warranty |  | 6300 | 2022-02-01 | 0 | 0 | 0 | 0 | 0 | 0
|  | M3FCLGT | Semi Flushing Collar - 385W x 520H (M3) cabinet | Made in U.K. 2Years Warranty |  | 4530 | 2022-02-01 | 0 | 0 | 0 | 0 | 0 | 0
|  | M4FCLGT | Semi Flushing Collar - 385W x 700H (M4) cabinet | Made in U.K. 2Years Warranty |  | 5130 | 2022-02-01 | 0 | 0 | 0 | 0 | 0 | 0
|  | K560 | Syncro I/O - 16 Channel I/O board - | Made in U.K. 2Years Warranty |  | 14780 | 2022-02-01 | 0 | 0 | 0 | 0 | 0 | 0
|  | K547 | Syncro I/O - 8 Way Relay Extender Board - | Made in U.K. 2Years Warranty |  | 14780 | 2022-02-01 | 0 | 0 | 0 | 0 | 0 | 0
|  | K546 | Syncro I/O - 6 Way Sounder Extender Board - | Made in U.K. 2Years Warranty |  | 14780 | 2022-02-01 | 0 | 0 | 0 | 0 | 0 | 0
|  | K1620203 | Battery Box To match Syncro Styling: Max 17 A/H Battery, Surface | Made in U.K. 2Years Warranty |  | 8150 | 2022-02-01 | 0 | 0 | 0 | 0 | 0 | 0
|  | K25250 03 | Power supply (boxed) To match Syncro Styling - PSU 2.5A, Max. 12Ah Battery - Surface 500Wx355Hx117D (mm) - | Made in U.K. 2Years Warranty |  | 17190 | 2022-02-01 | 0 | 0 | 0 | 0 | 0 | 0
|  | K25800 03 | Power supply (boxed) To match Syncro Styling - PSU 10.25A, Max. 12Ah Battery - Surface 500Wx355Hx117D (mm) - | Made in U.K. 2Years Warranty |  | 35260 | 2022-02-01 | 0 | 0 | 0 | 0 | 0 | 0
|  | KD25400 03 | Dual Power Output Power Supply (Boxed) To match Syncro Styling - 5.25A - Max. 17Ah Battery - Surface 500W x 355H x 117D | Made in U.K. 2Years Warranty |  | 25320 | 2022-02-01 | 0 | 0 | 0 | 0 | 0 | 0
|  | K25250M2 | Power Supply (Boxed) To match Sigma CP/XT Styling: 2.5 Amp PSU, Max 7 A/H Battery, Surface | Made in U.K. 2Years Warranty |  | 15670 | 2022-02-01 | 0 | 0 | 0 | 0 | 0 | 0
|  | K25250M3 | Power Supply (Boxed) To match Sigma CP/XT Styling: 2.5A PSU, Max 12 A/H Battery, Surface | Made in U.K. 2Years Warranty |  | 23300 | 2022-02-01 | 0 | 0 | 0 | 0 | 0 | 0
|  | KFC3-KEK | Fire-Cryer Plus Extinguishing Voice Sounder Kit 1 x EP2 Extinguishing Control PCB, 2x Fire-Cryer Plus sounders with visual indicators. | Made in U.K. 2Years Warranty |  | 22670 | 2022-02-01 | 0 | 0 | 0 | 0 | 0 | 0
|  | KFC3-ARRD | Fire-Cryer Plus Extinguishing Voice Sounder Red with red visual indicator, deep base, IP66. | Made in U.K. 2Years Warranty |  | 6520 | 2022-02-01 | 0 | 0 | 0 | 0 | 0 | 0
|  | KFC3-EP2 | Replacement EP2 Extinguishing Control PCB. | Made in U.K. 2Years Warranty |  | 14710 | 2022-02-01 | 0 | 0 | 0 | 0 | 0 | 0
|  | K85000M2 | Vizulinx Gateway Unit (M2 Housed) | Made in U.K. 2Years Warranty |  | 87990 | 2022-02-01 | 0 | 0 | 0 | 0 | 0 | 0
|  | K85000 | Extras Vizulinx Gateway Unit (Unit Only) | Made in U.K. 2Years Warranty |  | 78650 | 2022-02-01 | 0 | 0 | 0 | 0 | 0 | 0
|  | K85000M2 - 110V AC | Vizulinx Gateway Unit (Housed - AM3) 110V AC | Made in U.K. 2Years Warranty |  | 93420 | 2022-02-01 | 0 | 0 | 0 | 0 | 0 | 0
|  | K85000M2 - 240V AC | Vizulinx Gateway Unit (Housed - AM3) 240V AC | Made in U.K. 2Years Warranty |  | 93420 | 2022-02-01 | 0 | 0 | 0 | 0 | 0 | 0
|  | K785A | Syncro AS Controller PCB - Apollo Protocol | Made in U.K. 2Years Warranty |  | 30140 | 2022-02-01 | 0 | 0 | 0 | 0 | 0 | 0
Conventional Fire Control Panels - UL Approved |  | K1842-11 | Sigma A-CP - 2 Zone Conventional fire Panel Red 230V | Made in U.K. Standalone Panel, No Ancilary Board or IO Repeater Installed UL LISTED 2Years Warranty |  | 15340 | 2022-02-01 | 0 | 0 | 0 | 0 | 0 | 0
Conventional Fire Control Panels - UL Approved |  | K1844-11 | Sigma A-CP-4 Zone Conventional Fire Panel Red 230V | Made in U.K. Standalone Panel, No Ancilary Board or IO Repeater Installed UL LISTED 2Years Warranty |  | 18410 | 2022-02-01 | 0 | 0 | 0 | 0 | 0 | 0
Conventional Fire Control Panels - UL Approved |  | K1848-11 | Sigma A-CP-8 Zone Conventional Fire Panel Red 230V | Made in U.K. Standalone Panel, No Ancilary Board or IO Repeater Installed UL LISTED 2Years Warranty |  | 20780 | 2022-02-01 | 0 | 0 | 0 | 0 | 0 | 0
Conventional Fire Control Panels - UL Approved |  | K1852-11 | Sigma A-CP 2 Zone Control Panel c/w dialler - Red | Made in U.K. UL LISTED 2Years Warranty |  | 21230 | 2022-02-01 | 0 | 0 | 0 | 0 | 0 | 0
Conventional Fire Control Panels - UL Approved |  | K1854-11 | Sigma A-CP 8 Zone Control Panel c/w dialler- Red | Made in U.K. UL LISTED 2Years Warranty |  | 22300 | 2022-02-01 | 0 | 0 | 0 | 0 | 0 | 0
Conventional Fire Control Panels - UL Approved |  | K1858-11 | Sigma A-CP-4 Zone Conventional Fire Panel Red Surface Surface 368W x 310H x 110D with Dialer | Made in U.K. UL LISTED 2Years Warranty |  | 24420 | 2022-02-01 | 0 | 0 | 0 | 0 | 0 | 0
Conventional Fire Control Panels - UL Approved |  | K11020 M2 | Sigma CP-8 Four Wire 2 zones Surface (Resistor EOL) Conventional Fire Panel | Made in U.K. 2Years Warranty |  | 12660 | 2022-02-01 | 0 | 0 | 0 | 0 | 0 | 0
Conventional Fire Control Panels - UL Approved |  | AM2FCRD | Semi Flushing Collar (RED) 368W x 310H (fts AM2 box) | Made in U.K. 2Years Warranty |  | 3030 | 2022-02-01 | 0 | 0 | 0 | 0 | 0 | 0
Conventional Fire Control Panels - UL Approved |  | K580 | Sigma A-CP Ancillary PCB* | Made in U.K. 2Years Warranty |  | 9020 | 2022-02-01 | 0 | 0 | 0 | 0 | 0 | 0
Conventional Fire Control Panels - UL Approved |  | K02000 AM2 | Boxed Sigma A-CP Ancillary PCB* Surface 368W x 310H x 110D | Made in U.K. 2Years Warranty |  | 12070 | 2022-02-01 | 0 | 0 | 0 | 0 | 0 | 0
Conventional MCP 170° |  | SC2900-001 |  | Made in U.K. 8 Years Warranty | 980 |  | 2025-07-16 | 1470 | 1274 | 1274 | 1176 | 1127 | 1078
viewable LED |  | K0850-10 | Elite RS - 1 Loop Analogue Addressable Fire Control Panels (RED) Surface 368W x 481H x 110D | UL/FM Approved Made in U.K. 2Years Warranty |  | 61830 | 2025-07-16 | 0 | 0 | 0 | 0 | 0 | 0
Elite RS Analogue Addresable Fire Control Panels - 1 or 2 Loops - UL/ FM Approved |  | K0860-10 | Elite RS - 2 Loops Analogue Addressable Fire Control Panels (RED) Surface 368W x 481H x 110D | UL/FM Approved Made in U.K. 2Years Warranty |  | 88090 | 2025-07-16 | 0 | 0 | 0 | 0 | 0 | 0
Elite RS Analogue Addresable Fire Control Panels - 1 or 2 Loops - UL/ FM Approved |  | K0860-10 - MAIN BOARD - SPARE PARTS - EA S729 | D1090 Syncro ASA Assembly Without Dialler | UL/FM Approved Made in U.K. 2Years Warranty |  | 32240 | 2025-07-16 | 0 | 0 | 0 | 0 | 0 | 0
ADDRESSABLE FIRE CONTROL PANEL ACCESSORIES |  | K1071-10 | Semi Flushing Collar (RED) - Surface 368W x 481H x 110D | UL/FM Approved Made in U.K. 2Years Warranty |  | 5130 | 2025-07-16 | 0 | 0 | 0 | 0 | 0 | 0
ADDRESSABLE FIRE CONTROL PANEL ACCESSORIES |  | K1071-40 | Semi Flushing Collar (GREY) - Surface 368W x 481H x 110D | UL/FM Approved Made in U.K. 2Years Warranty |  | 5130 | 2025-07-16 | 0 | 0 | 0 | 0 | 0 | 0
ADDRESSABLE FIRE CONTROL PANEL ACCESSORIES |  | K1054-00 | 1 Loop Expansion Card | UL/FM Approved Made in U.K. 2Years Warranty |  | 30500 | 2025-07-16 | 0 | 0 | 0 | 0 | 0 | 0
ADDRESSABLE FIRE CONTROL PANEL ACCESSORIES |  | K1171-00 | 16 Channel RS485 Serial I/O Interface Card | UL/FM Approved Made in U.K. 2Years Warranty |  | 16580 | 2025-07-16 | 0 | 0 | 0 | 0 | 0 | 0
ADDRESSABLE FIRE CONTROL PANEL ACCESSORIES |  | K1170-00 | eNET Communications Interface Card | UL/FM Approved Made in U.K. 2Years Warranty |  | 18990 | 2025-07-16 | 0 | 0 | 0 | 0 | 0 | 0
CONVENTIONAL ANUNCIATOR PANELS - UL/FM APPROVED |  | K1885-18 | Sigma A-CP Red Conventional Annunciator Panels | Made in U.K. 2Years Warranty |  | 7370 | 2025-07-16 | 0 | 0 | 0 | 0 | 0 | 0
CONVENTIONAL ANUNCIATOR PANEL ACCESSORIES |  | K1820-10 | Semi Flushing Collar - Standard (multi purpose fushing collar) | Made in U.K. 2Years Warranty |  | 2050 | 2025-07-16 | 0 | 0 | 0 | 0 | 0 | 0
LOCAL LCD REPEATER PANELS - UL/FM APPROVED |  | K1172-10 | Local LCD Repeater Panels - UL/FM Approved 1.2mm mild sheet steel Red (263W X 191H X 42D) RED | Made in U.K. 2Years Warranty |  | 30760 | 2025-07-16 | 0 | 0 | 0 | 0 | 0 | 0
LOCAL LCD REPEATER PANELS ACCESSORIES |  | K1173-10 | Semi Flushing Collar Surface 263W x 191H x 42D RED | Made in U.K. 2Years Warranty |  | 3920 | 2025-07-16 | 0 | 0 | 0 | 0 | 0 | 0
LOCAL LCD REPEATER PANELS ACCESSORIES |  | K1173-40 | Semi Flushing Collar Surface 263W x 191H x 42D GREY | Made in U.K. 2Years Warranty |  | 3920 | 2025-07-16 | 0 | 0 | 0 | 0 | 0 | 0
Sigma A-XT 3 Zone Single Area Extinguishant Control Panels - UL/ FM Approved |  | K1810-13 | Sigma A-XT - Extinguishant Control Panel (RED) Surface 368W x 310H x 90D | UL/FM Approved Made in U.K. 2Years Warranty |  | 32250 | 2025-07-16 | 0 | 0 | 0 | 0 | 0 | 0
Sigma A-Si Extinguishant Status Indicators - UL/ FM Approved |  | K1821-11 | 6 Lamps Standard (RED) Surface 186W x 132H x 50D | UL/FM Approved Made in U.K. 2Years Warranty |  | 7240 | 2025-07-16 | 0 | 0 | 0 | 0 | 0 | 0
Sigma A-Si Extinguishant Status Indicators - UL/ FM Approved |  | K1821-13 | 6 Lamps W/ Select Mode Function (RED) Surface 186W x 132H x 50D | UL/FM Approved Made in U.K. 2Years Warranty |  | 8150 | 2025-07-16 | 0 | 0 | 0 | 0 | 0 | 0
Sigma A-Si Extinguishant Status Indicators - UL/ FM Approved |  | K1821-15* | 6 Lamps W/ Manual Release* Function (RED) Surface 186W x 132H x 50D | UL/FM Approved Made in U.K. 2Years Warranty |  | 8150 | 2025-07-16 | 0 | 0 | 0 | 0 | 0 | 0
Sigma A-Si Extinguishant Status Indicators - UL/ FM Approved |  | K1821-17* | 6 Lamps W/ Mode Select & Manual Release* Function (RED) Surface 186W x 132H x 50D K | UL/FM Approved Made in U.K. 2Years Warranty |  | 9050 | 2025-07-16 | 0 | 0 | 0 | 0 | 0 | 0
Sigma A-Si Extinguishant Status Indicators - UL/ FM Approved |  | K1821-19* | 10 Lamps W/ Mode Select & Manual Release* Function (RED) Surface 186W x 132H x 50D | UL/FM Approved Made in U.K. 2Years Warranty |  | 10860 | 2025-07-16 | 0 | 0 | 0 | 0 | 0 | 0
ACCESSORIES |  | AM2FCRD | Semi Flushing Collar (RED) - 368W x 310H (fts AM2 box) | UL/FM Approved Made in U.K. 2Years Warranty |  | 3030 | 2025-07-16 | 0 | 0 | 0 | 0 | 0 | 0
ACCESSORIES |  | K1822-10 | Boxed Sigma A-XT Ancillary PCB (RED) - Surface 368W x 310H x 90D | UL/FM Approved Made in U.K. 2Years Warranty |  | 12070 | 2025-07-16 | 0 | 0 | 0 | 0 | 0 | 0
ACCESSORIES |  | K03750 AM2* | Boxed Sigma A-XT Ancillary PCB with 0.75 Amp PSU - Surface 368W x 310H x 90D | UL/FM Approved Made in U.K. 2Years Warranty |  | 16880 | 2025-07-16 | 0 | 0 | 0 | 0 | 0 | 0
ACCESSORIES |  | K1823-10 | Elite - Extinguishant Abort Switch Unit (RED) - Surface 98W x 98H x 59D | UL/FM Approved Made in U.K. 2Years Warranty |  | 3920 | 2025-07-16 | 0 | 0 | 0 | 0 | 0 | 0
ACCESSORIES |  | K1832-10 | Elite - Extinguishant Disablement Switch (RED) - Surface 98W x 98H x 59D | UL/FM Approved Made in U.K. 2Years Warranty |  | 4530 | 2025-07-16 | 0 | 0 | 0 | 0 | 0 | 0
ACCESSORIES |  | M8FCSRD | Semi Flushing Collar - Standard (multi purpose fushing collar) (RED | UL/FM Approved Made in U.K. 2Years Warranty |  | 2120 | 2025-07-16 | 0 | 0 | 0 | 0 | 0 | 0
ACCESSORIES |  | K0810-10 HOCHIKI PROTOCOL | Hochiki Protocol - Elite RS - 1 Loop Analogue Addressable Fire Control Panels -red | UL/FM Approved Made in U.K. 2Years Warranty |  | 58170 | 2025-07-16 | 0 | 0 | 0 | 0 | 0 | 0
ACCESSORIES |  | K6508L2 | K6508L2 SYNCRO IDENT LOCAL LED REPEATER 8 WAY | Made in U.K. 2 Years Warranty |  | 17610 | 2025-07-16 | 0 | 0 | 0 | 0 | 0 | 0
POWER SUPPLY |  | K8140-10 | 10.25 Amp Power Supply (Boxed) Standard Cabinet - Up to 18 A/H Batteries | Made in U.K. 2 Years Warranty |  | 38280 | 2025-07-16 | 0 | 0 | 0 | 0 | 0 | 0
POWER SUPPLY |  | K8141-10 | 10.25 Amp Power Supply (Boxed): Deep Cabinet, Max 40A/H Batteries, Red, Surface | Made in U.K. 2Years Warranty |  | 42800 | 2025-07-16 | 0 | 0 | 0 | 0 | 0 | 0
2 Loop Taktis APOLLO - 5.25A 240V Power Supply, Standard Enclosure |  | TK102A1-10 | Apollo Protocol, Taktis UL - 2 Loop, 5.25Amp PSU Standard Enclosure 420W x 590H x 150D mm, 0 zones, enable key, M5, 1 aperture (surface) | Made in U.K. 2Years Warranty |  | 171220 | 2025-07-16 | 0 | 0 | 0 | 0 | 0 | 0
2 Loop Taktis APOLLO - 5.25A 240V Power Supply, Standard Enclosure |  | TK102A1-13 | Apollo Protocol, Taktis UL - 2 Loop, 5.25Amp PSU Standard Enclosure 420W x 590H x 150D mm, 0 zones, enable key, printer, M5, 2 aperture (surface) | Made in U.K. 2Years Warranty |  | 210790 | 2025-07-16 | 0 | 0 | 0 | 0 | 0 | 0
2 Loop Taktis APOLLO - 5.25A 240V Power Supply, Standard Enclosure |  | TK102A1-14 | Apollo Protocol, Taktis UL - 2 Loop, 5.25Amp PSU Standard Enclosure 420W x 590H x 150D mm, 48 zones, enable key, printer M5, 2 aperture (surface) | Made in U.K. 2Years Warranty |  | 210220 | 2025-07-16 | 0 | 0 | 0 | 0 | 0 | 0
2 Loop Taktis APOLLO - 5.25A 240V Power Supply, Deep Enclosure |  | TK302A1-10 | Apollo Protocol, Taktis UL - 2 Loop, 5.25Amp PSU Deep Enclosure 420W x 590H x 195D mm, 0 zones, enable key, D5, 1 aperture (surface) | Made in U.K. 2Years Warranty |  | 174960 | 2025-07-16 | 0 | 0 | 0 | 0 | 0 | 0
2 Loop Taktis APOLLO - 5.25A 240V Power Supply, Deep Enclosure |  | TK302A1-13 | Apollo Protocol, Taktis UL - 2 Loop, 5.25Amp PSU Deep Enclosure 420W x 590H x 195D mm, 0 zones, enable key, printer, D5, 2 aperture (surface) | Made in U.K. 2Years Warranty |  | 214530 | 2025-07-16 | 0 | 0 | 0 | 0 | 0 | 0
2 Loop Taktis APOLLO - 5.25A 240V Power Supply, Deep Enclosure |  | TK302A1-14 | Apollo Protocol, Taktis UL - 2 Loop, 5.25Amp PSU Deep Enclosure 420W x 590H x 195D mm, 48 zones, enable key, printer D5, 2 aperture (surface) | Made in U.K. 2Years Warranty |  | 152180 | 2025-07-16 | 0 | 0 | 0 | 0 | 0 | 0
2 Loop Taktis APOLLO - 10.25A 240V Power Supply, Deep Enclosure |  | TK103A1-10 | Apollo Protocol, Taktis UL - 2 Loop, 10.25Amp PSU Standard Enclosure 420W x 590H x 150D mm, 0 zones, enable key, M5, 1 aperture (surface) | Made in U.K. 2Years Warranty |  | 135000 | 2025-07-16 | 0 | 0 | 0 | 0 | 0 | 0
2 Loop Taktis APOLLO - 10.25A 240V Power Supply, Deep Enclosure |  | TK103A1-13 | Apollo Protocol, Taktis UL - 2 Loop, 10.25Amp PSU Standard Enclosure 420W x 590H x 150D mm, 0 zones, enable key, printer, M5, 2 aperture (surface) | Made in U.K. 2Years Warranty |  | 162000 | 2025-07-16 | 0 | 0 | 0 | 0 | 0 | 0
2 Loop Taktis APOLLO - 10.25A 240V Power Supply, Deep Enclosure |  | TK103A1-14 | Apollo Protocol, Taktis UL - 2 Loop, 10.25Amp PSU Standard Enclosure 420W x 590H x 150D mm, 48 zones, enable key, printer M5, 2 aperture (surface) | Made in U.K. 2Years Warranty |  | 168150 | 2025-07-16 | 0 | 0 | 0 | 0 | 0 | 0
2 Loop Taktis APOLLO - 10.25A 240V Power Supply, Deep Enclosure |  | TK303A1-10 | Apollo Protocol, Taktis UL - 2 Loop, 10.25Amp PSU Deep Enclosure 420W x 590H x 195D mm, 0 zones, enable key, D5, 1 aperture (surface) | Made in U.K. 2Years Warranty |  | 147530 | 2025-07-16 | 0 | 0 | 0 | 0 | 0 | 0
2 Loop Taktis APOLLO - 10.25A 240V Power Supply, Deep Enclosure |  | TK303A1-13 | Apollo Protocol, Taktis UL - 2 Loop, 10.25Amp PSU Deep Enclosure 420W x 590H x 195D mm, 0 zones, enable key, printer, D5, 2 aperture (surface) | Made in U.K. 2Years Warranty |  | 164590 | 2025-07-16 | 0 | 0 | 0 | 0 | 0 | 0
2 Loop Taktis APOLLO - 10.25A 240V Power Supply, Deep Enclosure |  | TK303A1-14 | Apollo Protocol, Taktis UL - 2 Loop, 10.25Amp PSU Deep Enclosure, 48 zones, enable key, printer D5, 2 aperture (surface) | Made in U.K. 2Years Warranty |  | 170174 | 2025-07-16 | 0 | 0 | 0 | 0 | 0 | 0
4 Loop Taktis APOLLO - 5.25A 240V Power Supply, Standard Enclosure |  | TK102A2-10 | Apollo Protocol, Taktis UL - 4 Loop, 5.25Amp PSU Standard Enclosure 420W x 590H x 150D mm, 0 zones, enable key, M5, 1 aperture (surface) | Made in U.K. 2Years Warranty |  | 140970 | 2025-07-16 | 0 | 0 | 0 | 0 | 0 | 0
4 Loop Taktis APOLLO - 5.25A 240V Power Supply, Standard Enclosure |  | TK102A2-13 | Apollo Protocol, Taktis UL - 4 Loop, 5.25Amp PSU Standard Enclosure 420W x 590H x 150D mm, 0 zones, enable key, printer, M5, 2 aperture (surface) | Made in U.K. 2Years Warranty |  | 169720 | 2025-07-16 | 0 | 0 | 0 | 0 | 0 | 0
4 Loop Taktis APOLLO - 5.25A 240V Power Supply, Standard Enclosure |  | TK102A2-14 | Apollo Protocol, Taktis UL - 4 Loop, 5.25Amp PSU Standard Enclosure 420W x 590H x 150D mm, 48 zones, enable key, printer M5, 2 aperture (surface) | Made in U.K. 2Years Warranty |  | 177310 | 2025-07-16 | 0 | 0 | 0 | 0 | 0 | 0
4 Loop Taktis APOLLO - 5.25A 240V Power Supply, Deep Enclosure |  | TK302A2-10 | Apollo Protocol, Taktis UL - 4 Loop, 5.25Amp PSU Deep Enclosure 420W x 590H x 195D mm, 0 zones, enable key, D5, 1 aperture (surface) | Made in U.K. 2Years Warranty |  | 143750 | 2025-07-16 | 0 | 0 | 0 | 0 | 0 | 0
4 Loop Taktis APOLLO - 5.25A 240V Power Supply, Deep Enclosure |  | TK302A2-13 | Apollo Protocol, Taktis UL - 4 Loop, 5.25Amp PSU Deep Enclosure 420W x 590H x 195D mm, 0 zones, enable key, printer, D5, 2 aperture (surface) | Made in U.K. 2Years Warranty |  | 172480 | 2025-07-16 | 0 | 0 | 0 | 0 | 0 | 0
4 Loop Taktis APOLLO - 5.25A 240V Power Supply, Deep Enclosure |  | TK302A2-14 | Apollo Protocol, Taktis UL - 4 Loop, 5.25Amp PSU Deep Enclosure 420W x 590H x 195D mm, 48 zones, enable key, printer D5, 2 aperture (surface) | Made in U.K. 2Years Warranty |  | 180080 | 2025-07-16 | 0 | 0 | 0 | 0 | 0 | 0
4 Loop Taktis APOLLO - 10.25A 240V Power Supply, Standard Enclosure |  | TK103A2-10 | Apollo Protocol, Taktis UL - 4 Loop, 10.25Amp PSU Standard Enclosure 420W x 590H x 150D mm, 0 zones, enable key, M5, 1 aperture (surface) | Made in U.K. 2Years Warranty |  | 161580 | 2025-07-16 | 0 | 0 | 0 | 0 | 0 | 0
4 Loop Taktis APOLLO - 10.25A 240V Power Supply, Standard Enclosure |  | TK103A2-13 | Apollo Protocol, Taktis UL - 4 Loop, 10.25Amp PSU Standard Enclosure 420W x 590H x 150D mm, 0 zones, enable key, printer, M5, 2 aperture (surface) | Made in U.K. 2Years Warranty |  | 190680 | 2025-07-16 | 0 | 0 | 0 | 0 | 0 | 0
4 Loop Taktis APOLLO - 10.25A 240V Power Supply, Standard Enclosure |  | TK103A2-14 | Apollo Protocol, Taktis UL - 4 Loop, 10.25Amp PSU Standard Enclosure 420W x 590H x 150D mm, 48 zones, enable key, printer M5, 2 aperture (surface) | Made in U.K. 2Years Warranty |  | 197260 | 2025-07-16 | 0 | 0 | 0 | 0 | 0 | 0
4 Loop Taktis APOLLO - 10.25A 240V Power Supply, Deep Enclosure |  | TK303A2-10 | Apollo Protocol, Taktis UL - 4 Loop, 10.25Amp PSU Deep Enclosure 420W x 590H x 195D mm, 0 zones, enable key, D5, 1 aperture (surface) | Made in U.K. 2Years Warranty |  | 164350 | 2025-07-16 | 0 | 0 | 0 | 0 | 0 | 0
4 Loop Taktis APOLLO - 10.25A 240V Power Supply, Deep Enclosure |  | TK303A2-13 | Apollo Protocol, Taktis UL - 4 Loop, 10.25Amp PSU Deep Enclosure 420W x 590H x 195D mm, 0 zones, enable key, printer, D5, 2 aperture (surface) | Made in U.K. 2Years Warranty |  | 193400 | 2025-07-16 | 0 | 0 | 0 | 0 | 0 | 0
4 Loop Taktis APOLLO - 10.25A 240V Power Supply, Deep Enclosure |  | TK303A2-14 | Apollo Protocol, Taktis UL - 4 Loop, 10.25Amp PSU Deep Enclosure 420W x 590H x 195D mm, 48 zones, enable key, printer D5, 2 aperture (surface) | Made in U.K. 2Years Warranty |  | 200030 | 2025-07-16 | 0 | 0 | 0 | 0 | 0 | 0
6 Loop Taktis APOLLO - 5.25A 240V Power Supply, Standard Enclosure |  | TK102A3-10 | Apollo Protocol, Taktis UL - 6 Loop, 5.25Amp PSU Standard Enclosure 420W x 590H x 150D mm, 0 zones, enable key, M5, 1 aperture (surface) | Made in U.K. 2Years Warranty |  | 170260 | 2025-07-16 | 0 | 0 | 0 | 0 | 0 | 0
6 Loop Taktis APOLLO - 5.25A 240V Power Supply, Standard Enclosure |  | TK102A3-13 | Apollo Protocol, Taktis UL - 6 Loop, 5.25Amp PSU Standard Enclosure 420W x 590H x 150D mm, 0 zones, enable key, printer, M5, 2 aperture (surface) | Made in U.K. 2Years Warranty |  | 201290 | 2025-07-16 | 0 | 0 | 0 | 0 | 0 | 0
6 Loop Taktis APOLLO - 5.25A 240V Power Supply, Standard Enclosure |  | TK102A3-14 | Apollo Protocol, Taktis UL - 6 Loop, 5.25Amp PSU Standard Enclosure 420W x 590H x 150D mm, 48 zones, enable key, printer M5, 2 aperture (surface) | Made in U.K. 2Years Warranty |  | 209490 | 2025-07-16 | 0 | 0 | 0 | 0 | 0 | 0
6 Loop Taktis APOLLO - 5.25A 240V Power Supply, Deep Enclosure |  | TK302A3-10 | Apollo Protocol, Taktis UL - 6 Loop, 5.25Amp PSU Deep Enclosure 420W x 590H x 195D mm, 0 zones, enable key, D5, 1 aperture (surface) | Made in U.K. 2Years Warranty |  | 173210 | 2025-07-16 | 0 | 0 | 0 | 0 | 0 | 0
6 Loop Taktis APOLLO - 5.25A 240V Power Supply, Deep Enclosure |  | TK302A3-13 | Apollo Protocol, Taktis UL - 6 Loop, 5.25Amp PSU Deep Enclosure 420W x 590H x 195D mm, 0 zones, enable key, printer, D5, 2 aperture (surface) | Made in U.K. 2Years Warranty |  | 204250 | 2025-07-16 | 0 | 0 | 0 | 0 | 0 | 0
6 Loop Taktis APOLLO - 5.25A 240V Power Supply, Deep Enclosure |  | TK302A3-14 | Apollo Protocol, Taktis UL - 6 Loop, 5.25Amp PSU Deep Enclosure 420W x 590H x 195D mm, 48 zones, enable key, printer D5, 2 aperture (surface) | Made in U.K. 2Years Warranty |  | 212500 | 2025-07-16 | 0 | 0 | 0 | 0 | 0 | 0
6 Loop Taktis APOLLO - 10.25A 240V Power Supply, Standard Enclosure |  | TK103A3-10 | Apollo Protocol, Taktis UL - 6 Loop, 10.25Amp PSU Standard Enclosure 420W x 590H x 150D mm, 0 zones, enable key, M5, 1 aperture (surface) | Made in U.K. 2Years Warranty |  | 192500 | 2025-07-16 | 0 | 0 | 0 | 0 | 0 | 0
6 Loop Taktis APOLLO - 10.25A 240V Power Supply, Standard Enclosure |  | TK103A3-13 | Apollo Protocol, Taktis UL - 6 Loop, 10.25Amp PSU Standard Enclosure 420W x 590H x 150D mm, 0 zones, enable key, printer, M5, 2 aperture (surface) | Made in U.K. 2Years Warranty |  | 223890 | 2025-07-16 | 0 | 0 | 0 | 0 | 0 | 0
6 Loop Taktis APOLLO - 10.25A 240V Power Supply, Standard Enclosure |  | TK103A3-14 | Apollo Protocol, Taktis UL - 6 Loop, 10.25Amp PSU Standard Enclosure 420W x 590H x 150D mm, 48 zones, enable key, printer M5, 2 aperture (surface) | Made in U.K. 2Years Warranty |  | 231000 | 2025-07-16 | 0 | 0 | 0 | 0 | 0 | 0
6 Loop Taktis APOLLO - 10.25A 240V Power Supply, Deep Enclosure |  | TK303A3-10 | Apollo Protocol, Taktis UL - 6 Loop, 10.25Amp PSU Deep Enclosure 420W x 590H x 195D mm, 0 zones, enable key, D5, 1 aperture (surface) | Made in U.K. 2Years Warranty |  | 195510 | 2025-07-16 | 0 | 0 | 0 | 0 | 0 | 0
6 Loop Taktis APOLLO - 10.25A 240V Power Supply, Deep Enclosure |  | TK303A3-13 | Apollo Protocol, Taktis UL - 6 Loop, 10.25Amp PSU Deep Enclosure 420W x 590H x 195D mm, 0 zones, enable key, printer, D5, 2 aperture (surface) | Made in U.K. 2Years Warranty |  | 226850 | 2025-07-16 | 0 | 0 | 0 | 0 | 0 | 0
6 Loop Taktis APOLLO - 10.25A 240V Power Supply, Deep Enclosure |  | TK303A3-14 | Apollo Protocol, Taktis UL - 6 Loop, 10.25Amp PSU Deep Enclosure 420W x 590H x 195D mm, 48 zones, enable key, printer D5, 2 aperture (surface) | Made in U.K. 2Years Warranty |  | 234020 | 2025-07-16 | 0 | 0 | 0 | 0 | 0 | 0
8 Loop Taktis APOLLO - 10.25A 240V Power Supply, Standard Enclosure |  | TK103A4-10 | Apollo Protocol, Taktis UL - 8 Loop, 10.25Amp PSU Standard Enclosure 420W x 590H x 150D mm, 0 zones, enable key, M5, 1 aperture (surface) | Made in U.K. 2Years Warranty |  | 228830 | 2025-07-16 | 0 | 0 | 0 | 0 | 0 | 0
8 Loop Taktis APOLLO - 10.25A 240V Power Supply, Standard Enclosure |  | TK103A4-13 | Apollo Protocol, Taktis UL - 8 Loop, 10.25Amp PSU Standard Enclosure 420W x 590H x 150D mm, 0 zones, enable key, printer, M5, 2 aperture (surface) | Made in U.K. 2Years Warranty |  | 262880 | 2025-07-16 | 0 | 0 | 0 | 0 | 0 | 0
8 Loop Taktis APOLLO - 10.25A 240V Power Supply, Standard Enclosure |  | TK103A4-14 | Apollo Protocol, Taktis UL - 8 Loop, 10.25Amp PSU Standard Enclosure 420W x 590H x 150D mm, 48 zones, enable key, printer M5, 2 aperture (surface) | Made in U.K. 2Years Warranty |  | 270660 | 2025-07-16 | 0 | 0 | 0 | 0 | 0 | 0
8 Loop Taktis APOLLO - 10.25A 240V Power Supply, Deep Enclosure |  | TK303A4-10 | Apollo Protocol, Taktis UL - 8 Loop, 10.25Amp PSU Deep Enclosure 420W x 590H x 195D mm, 0 zones, enable key, D5, 1 aperture (surface) | Made in U.K. 2Years Warranty |  | 232020 | 2025-07-16 | 0 | 0 | 0 | 0 | 0 | 0
8 Loop Taktis APOLLO - 10.25A 240V Power Supply, Deep Enclosure |  | TK303A4-13 | Apollo Protocol, Taktis UL - 8 Loop, 10.25Amp PSU Deep Enclosure 420W x 590H x 195D mm, 0 zones, enable key, printer, D5, 2 aperture (surface) | Made in U.K. 2Years Warranty |  | 266140 | 2025-07-16 | 0 | 0 | 0 | 0 | 0 | 0
8 Loop Taktis APOLLO - 10.25A 240V Power Supply, Deep Enclosure |  | TK303A4-14 | Apollo Protocol, Taktis UL - 8 Loop, 10.25Amp PSU Deep Enclosure 420W x 590H x 195D mm, 48 zones, enable key, printer D5, 2 aperture (surface) | Made in U.K. 2Years Warranty |  | 273910 | 2025-07-16 | 0 | 0 | 0 | 0 | 0 | 0
10 Loop Taktis APOLLO - 5.25A 240V Power Supply, Standard Enclosure |  | TK903A5-13 | Apollo Protocol, Taktis UL - 10 Loop, 10.25Amp PSU Standard Enclosure 420W x 590H x 150D mm, 0 zones, enable key, M6, 2 aperture (surface) | Made in U.K. 2Years Warranty |  | 315070 | 2025-07-16 | 0 | 0 | 0 | 0 | 0 | 0
10 Loop Taktis APOLLO - 5.25A 240V Power Supply, Standard Enclosure |  | TK903A5-14 | Apollo Protocol, Taktis UL - 10 Loop, 10.25Amp PSU Standard Enclosure 420W x 590H x 150D mm, 48 zones, enable key, printer M6, 2 aperture (surface) | Made in U.K. 2Years Warranty |  | 323570 | 2025-07-16 | 0 | 0 | 0 | 0 | 0 | 0
12 Loop Taktis APOLLO - 10.25A 240V Power Supply, Deep Enclosure |  | TK903A6-10 | Apollo Protocol, Taktis UL - 12 Loop, 10.25Amp PSU Deep Enclosure 420W x 590H x 195D mm, 0 zones, enable key, M6, 1 aperture (surface) | Made in U.K. 2Years Warranty |  | 314540 | 2025-07-16 | 0 | 0 | 0 | 0 | 0 | 0
12 Loop Taktis APOLLO - 10.25A 240V Power Supply, Deep Enclosure |  | TK903A6-13 | Apollo Protocol, Taktis UL - 12 Loop, 10.25Amp PSU Deep Enclosure 420W x 590H x 195D mm, 0 zones, enable key, printer, M6, 2 aperture (surface) | Made in U.K. 2Years Warranty |  | 348280 | 2025-07-16 | 0 | 0 | 0 | 0 | 0 | 0
12 Loop Taktis APOLLO - 10.25A 240V Power Supply, Deep Enclosure |  | TK903A6-14 | Apollo Protocol, Taktis UL - 12 Loop, 10.25Amp PSU Deep Enclosure 420W x 590H x 195D mm, 48 zones, enable key, printer M6, 2 aperture (surface) | Made in U.K. 2Years Warranty |  | 357200 | 2025-07-16 | 0 | 0 | 0 | 0 | 0 | 0
14 Loop Taktis APOLLO - 10.25A 240V Power Supply, Deep Enclosure |  | TK903A7-10 | Apollo Protocol, Taktis UL - 14 Loop, 10.25Amp PSU Deep Enclosure 420W x 590H x 195D mm, 0 zones, enable key, M6, 1 aperture (surface) | Made in U.K. 2Years Warranty |  | 349240 | 2025-07-16 | 0 | 0 | 0 | 0 | 0 | 0
14 Loop Taktis APOLLO - 10.25A 240V Power Supply, Deep Enclosure |  | TK903A7-13 | Apollo Protocol, Taktis UL - 14 Loop, 10.25Amp PSU Deep Enclosure 420W x 590H x 195D mm, 0 zones, enable key, printer, M6, 2 aperture (surface) | Made in U.K. 2Years Warranty |  | 384560 | 2025-07-16 | 0 | 0 | 0 | 0 | 0 | 0
14 Loop Taktis APOLLO - 10.25A 240V Power Supply, Deep Enclosure |  | TK903A7-14 | Apollo Protocol, Taktis UL - 14 Loop, 10.25Amp PSU Deep Enclosure 420W x 590H x 195D mm, 48 zones, enable key, printer M6, 2 aperture (surface) | Made in U.K. 2Years Warranty |  | 393900 | 2025-07-16 | 0 | 0 | 0 | 0 | 0 | 0
16 Loop Taktis APOLLO - 5.25A 240V Power Supply, Deep Enclosure |  | TK902A8-10 | Apollo Protocol, Taktis UL - 16 Loop, 5.25Amp PSU Deep Enclosure 420W x 590H x 195D mm, 0 zones, enable key, M6, 1 aperture (surface) | Made in U.K. 2Years Warranty |  | 362440 | 2025-07-16 | 0 | 0 | 0 | 0 | 0 | 0
16 Loop Taktis APOLLO - 5.25A 240V Power Supply, Deep Enclosure |  | TK902A8-13 | Apollo Protocol, Taktis UL - 16 Loop, 5.25Amp PSU Deep Enclosure 420W x 590H x 195D mm, 0 zones, enable key, printer, M6, 2 aperture (surface) | Made in U.K. 2Years Warranty |  | 399320 | 2025-07-16 | 0 | 0 | 0 | 0 | 0 | 0
16 Loop Taktis APOLLO - 5.25A 240V Power Supply, Deep Enclosure |  | TK902A8-14 | Apollo Protocol, Taktis UL - 16 Loop, 5.25Amp PSU Deep Enclosure 420W x 590H x 195D mm, 48 zones, enable key, printer M6, 2 aperture (surface) | Made in U.K. 2Years Warranty |  | 409150 | 2025-07-16 | 0 | 0 | 0 | 0 | 0 | 0
Taktis APOLLO - 10.25A 240V Power Supply, Standard Enclosure |  | TK703A8-10 | Apollo Protocol, Taktis UL - 16 Loop, 10.25Amp PSU Standard Enclosure 420W x 590H x 150D mm, 0 zones, enable key, M6, 1 aperture (surface) | Made in U.K. 2Years Warranty |  | 383770 | 2025-07-16 | 0 | 0 | 0 | 0 | 0 | 0
16 Loop Taktis APOLLO - 10.25A 240V Power Supply, Deep Enclosure |  | TK903A8-10 | Apollo Protocol, Taktis UL - 16 Loop, 10.25Amp PSU Deep Enclosure 420W x 590H x 195D mm, 0 zones, enable key, M6, 1 aperture (surface) | Made in U.K. 2Years Warranty |  | 387330 | 2025-07-16 | 0 | 0 | 0 | 0 | 0 | 0
16 Loop Taktis APOLLO - 10.25A 240V Power Supply, Deep Enclosure |  | TK903A8-13 | Apollo Protocol, Taktis UL - 16 Loop, 10.25Amp PSU Deep Enclosure 420W x 590H x 195D mm, 0 zones, enable key, printer, M6, 2 aperture (surface) | Made in U.K. 2Years Warranty |  | 424270 | 2025-07-16 | 0 | 0 | 0 | 0 | 0 | 0
16 Loop Taktis APOLLO - 10.25A 240V Power Supply, Deep Enclosure |  | TK903A8-14 | Apollo Protocol, Taktis UL - 16 Loop, 10.25Amp PSU Deep Enclosure 420W x 590H x 195D mm, 48 zones, enable key, printer M6, 2 aperture (surface) | Made in U.K. 2Years Warranty |  | 434040 | 2025-07-16 | 0 | 0 | 0 | 0 | 0 | 0
Taktis UL Peripherals |  |  | Taktis UL DEMO Case | Made in U.K. 2Years Warranty |  | 400710 | 2025-07-16 | 0 | 0 | 0 | 0 | 0 | 0
Taktis UL Peripherals |  | TRC00NC-10 | Taktis UL Vision Network Repeater - surface - Red | Made in U.K. 2Years Warranty |  | 51000 | 2025-07-16 | 0 | 0 | 0 | 0 | 0 | 0
Taktis UL Peripherals |  | TRC00NC-40 | Taktis UL Vision Network Repeater - surface - Gray | Made in U.K. 2Years Warranty |  | 51000 | 2025-07-16 | 0 | 0 | 0 | 0 | 0 | 0
Taktis UL Peripherals |  | S723-KE | Taktis UL network module (Ethernet and IFAM) | Made in U.K. 2Years Warranty |  | 16580 | 2025-07-16 | 0 | 0 | 0 | 0 | 0 | 0
Taktis UL Peripherals |  | S758-KE | Taktis UL 2 loop card | Made in U.K. 2Years Warranty |  | 22490 | 2025-07-16 | 0 | 0 | 0 | 0 | 0 | 0
Taktis UL Peripherals |  | S791-KE | Taktis UL 8 way relay module | Made in U.K. 2Years Warranty |  | 14830 | 2025-07-16 | 0 | 0 | 0 | 0 | 0 | 0
Taktis UL Peripherals |  | S788-KE | Taktis UL Media Gateway module | Made in U.K. 2Years Warranty |  | 36160 | 2025-07-16 | 0 | 0 | 0 | 0 | 0 | 0
Taktis UL Peripherals |  | S787-KE | Taktis UL Vision Network Annunciator module | Made in U.K. 2Years Warranty |  | 42070 | 2025-07-16 | 0 | 0 | 0 | 0 | 0 | 0
Taktis UL Peripherals |  | S721-KEH | Taktis UL Front panel board (APOLLO) | Made in U.K. 2Years Warranty |  | 43710 | 2025-07-16 | 0 | 0 | 0 | 0 | 0 | 0
Taktis UL Peripherals |  | S722-UL | FACP UL Back board | Made in U.K. 2Years Warranty |  | 14170 | 2025-07-16 | 0 | 0 | 0 | 0 | 0 | 0
Taktis UL Peripherals |  | S786-UL | FACP UL Extension board | Made in U.K. 2Years Warranty |  | 10860 | 2025-07-16 | 0 | 0 | 0 | 0 | 0 | 0
Taktis UL Peripherals |  | S768-UL | FACP UL Printer | Made in U.K. 2Years Warranty |  | 29240 | 2025-07-16 | 0 | 0 | 0 | 0 | 0 | 0
Taktis UL Peripherals |  | S771-UL | FACP UL Zone LED module | Made in U.K. 2Years Warranty |  | 5970 | 2025-07-16 | 0 | 0 | 0 | 0 | 0 | 0
Taktis UL Peripherals |  | S769-UL | FACP UL System A board | Made in U.K. 2Years Warranty |  | 13570 | 2025-07-16 | 0 | 0 | 0 | 0 | 0 | 0
Taktis UL Peripherals |  | S770-UL | FACP UL System B board | Made in U.K. 2Years Warranty |  | 12070 | 2025-07-16 | 0 | 0 | 0 | 0 | 0 | 0
Taktis UL Peripherals |  | KM5FCRD | Taktis UL (4 slot) flushing collar | Made in U.K. 2Years Warranty |  | 6830 | 2025-07-16 | 0 | 0 | 0 | 0 | 0 | 0
Taktis UL Peripherals |  | KM5FCGY | Taktis UL (4 slot) flushing collar | Made in U.K. 2Years Warranty |  | 6830 | 2025-07-16 | 0 | 0 | 0 | 0 | 0 | 0
Taktis UL Peripherals |  | KM1098RD | Taktis UL Vision Repeater flushing collar | Made in U.K. 2Years Warranty |  | 2480 | 2025-07-16 | 0 | 0 | 0 | 0 | 0 | 0
Taktis UL Peripherals |  | KM1098GY | Taktis UL Vision Repeater flushing collar | Made in U.K. 2Years Warranty |  | 2480 | 2025-07-16 | 0 | 0 | 0 | 0 | 0 | 0
Taktis UL Peripherals |  | KB3472 | Thermal Printer Paper Roll (Pack of 20) - 58mm Wide | Made in U.K. 2Years Warranty |  | 7240 | 2025-07-16 | 0 | 0 | 0 | 0 | 0 | 0
OTHER BRAND |  | K200-DVA | Multi-Input Voice Dialer/Announcer with transformer 230V/12VDC with Euro-plug | Made in USA 1Year Warranty |  | 46130 | 2025-07-16 | 0 | 0 | 0 | 0 | 0 | 0
APOLLO CONVENTIONAL DETECTORS |  | 55000-316APO | Series 65 Optical Smoke Detector Standard | Made in U.K. 8 Years Warranty | 753 | 690 | 2025-07-16 | 1129.5 | 978.9 | 978.9 | 903.6 | 865.95 | 828.3
APOLLO CONVENTIONAL DETECTORS |  | 55000-216APO | Series 65 Ionisation Smoke Detector Standard with flashing LED | Made in U.K. 8 Years Warranty |  | 1200 | 2025-07-16 | 0 | 0 | 0 | 0 | 0 | 0
APOLLO CONVENTIONAL DETECTORS |  | 55000-126APO | Series 65 BR Heat Detector Standard | Made in U.K. 8 Years Warranty | 795 | 720 | 2025-07-16 | 1192.5 | 1033.5 | 1033.5 | 954 | 914.25 | 874.5
APOLLO CONVENTIONAL DETECTORS |  | 45681-200APO | Series 65 Standard Base | Made in U.K. 8 Years Warranty | 166 | 140 | 2025-07-16 | 249 | 215.8 | 215.8 | 199.2 | 190.9 | 182.6
APOLLO CONVENTIONAL DETECTORS |  | 55000-217APO | Series 65 Ionisation Smoke Detector Standard | Made in U.K. 8 Years Warranty |  | 1380 | 2025-07-16 | 0 | 0 | 0 | 0 | 0 | 0
APOLLO CONVENTIONAL DETECTORS |  | 55000-317APO | Series 65 Optical Smoke Detector | Made in U.K. 8 Years Warranty |  | 990 | 2025-07-16 | 0 | 0 | 0 | 0 | 0 | 0
SAV-WIRE CONVENTIONA |  | 45681-206APO | Series 65 Sav-Wire Base | Made in U.K. 8 Years Warranty |  | 530 | 2025-07-16 | 0 | 0 | 0 | 0 | 0 | 0
APOLLO MANUAL CALL POINT |  | 55100-001APO | Indoor Manual Call Point without LED – Red | Made in U.K. 8 Years Warranty | 1202 | 720 | 2025-07-16 | 1803 | 1562.6 | 1562.6 | 1442.4 | 1382.3 | 1322.2
APOLLO MANUAL CALL POINT |  | 55100-003APO | Outdoor Manual Call Point without LED - Red | Made in U.K. 8 Years Warranty |  | 5950 | 2025-07-16 | 0 | 0 | 0 | 0 | 0 | 0
APOLLO MANUAL CALL POINT |  | 55000-960APO | XP95 I.S. Manual Call Point MEDC Style Break Glass | Made in U.K. 8 Years Warranty |  | 53190 | 2025-07-16 | 0 | 0 | 0 | 0 | 0 | 0
APOLLO MANUAL CALL POINT |  | 55200-940APO | XP95 I.S. Manual Call Point (Red) | Made in U.K. 8 Years Warranty |  | 15710 | 2025-07-16 | 0 | 0 | 0 | 0 | 0 | 0
APOLLO MANUAL CALL POINT |  | 29600-508 | Apollo Explosion Proof Manual Call Point | Made in U.K. 8 Years Warranty |  | 12560 | 2025-07-16 | 0 | 0 | 0 | 0 | 0 | 0
APOLLO MANUAL CALL POINT |  | 55100-940APO | XP95 I.S. Manual Call Point (Red) | Made in U.K. 8 Years Warranty |  | 17240 | 2025-07-16 | 0 | 0 | 0 | 0 | 0 | 0
APOLLO MANUAL CALL POINT |  | 58100-950 | Weatherproof Manual Call Point (Red) | Made in U.K. 8 Years Warranty |  | 11460 | 2025-07-16 | 0 | 0 | 0 | 0 | 0 | 0
APOLLO MANUAL CALL POINT |  | 58100-908 | Discovery Manual Call Point with Isolator (Red) | Made in U.K. 8 Years Warranty |  | 3960 | 2025-07-16 | 0 | 0 | 0 | 0 | 0 | 0
APOLLO MANUAL CALL POINT |  | 55100-002APO | Conventional Manual Call Point without LED (Yellow) | Made in U.K. 8 Years Warranty |  | 1560 | 2025-07-16 | 0 | 0 | 0 | 0 | 0 | 0
APOLLO MANUAL CALL POINT |  | 55000-961APO | XP95 I.S. Manual Call Point MEDC Style Break Glass with Flap (Red) | Made in U.K. 8 Years Warranty |  | 49350 | 2025-07-16 | 0 | 0 | 0 | 0 | 0 | 0
WATERPROOF MANUAL CALL POINT |  | 55100-003APO | Conventional Waterproof Manual Call Point without LED (Red) | Made in U.K. 8 Years Warranty | 11225 | 5670 | 2025-07-16 | 16837.5 | 14592.5 | 14592.5 | 13470 | 12908.75 | 12347.5
WATERPROOF MANUAL CALL POINT |  | 58200-950APO | Apollo Waterproof Manual Call Point (Red) | Made in U.K. 8 Years Warranty | 11214 | 7830 | 2025-07-16 | 16821 | 14578.2 | 14578.2 | 13456.8 | 12896.1 | 12335.4
APOLLO CONVENTIONAL SOUNDERS AND BEACONS |  | 29600-322 | Sonos Sounder W/ Base | Made in U.K. 8 Years Warranty | 2424 | 2220 | 2025-07-16 | 3636 | 3151.2 | 3151.2 | 2908.8 | 2787.6 | 2666.4
APOLLO CONVENTIONAL SOUNDERS AND BEACONS |  | 29600-323 | Sonos Sounder with beacon W/ Base | Made in U.K. 8 Years Warranty | 3730 | 3230 | 2025-07-16 | 5595 | 4849 | 4849 | 4476 | 4289.5 | 4103
APOLLO CONVENTIONAL SOUNDERS AND BEACONS |  | 29600-321 | Sonos Dts Base Red 18-980468 | Made in U.K. 8 Years Warranty |  | 510 | 2025-07-16 | 0 | 0 | 0 | 0 | 0 | 0
APOLLO CONVENTIONAL SOUNDERS AND BEACONS |  | 29600-320 | CONVENTIONAL OPEN-AREA AV TIMESAVER BASE - SHALLOW | Made in U.K. 8 Years Warranty | 597 |  | 2025-07-16 | 895.5 | 776.1 | 776.1 | 716.4 | 686.55 | 656.7
APOLLO CONVENTIONAL SOUNDERS AND BEACONS |  | 29600-446 | I.S. Conventional Sounder Visual Indicator | Made in U.K. 8 Years Warranty |  | 42170 | 2025-07-16 | 0 | 0 | 0 | 0 | 0 | 0
APOLLO ADDRESSABLE DETECTORS |  | 45681-210APO | XP95 Mounting Base | Made in U.K. 8 Years Warranty | 212 | 160 | 2025-07-16 | 318 | 275.6 | 275.6 | 254.4 | 243.8 | 233.2
APOLLO ADDRESSABLE DETECTORS |  | 55000-600APO | XP95 Optical Smoke Detector | Made in U.K. 8 Years Warranty | 2312 | 1770 | 2025-07-16 | 3468 | 3005.6 | 3005.6 | 2774.4 | 2658.8 | 2543.2
APOLLO ADDRESSABLE DETECTORS |  | 55000-401APO | XP95 Heat Detector High Temperature | Made in U.K. 8 Years Warranty | 2814 | 2030 | 2025-07-16 | 4221 | 3658.2 | 3658.2 | 3376.8 | 3236.1 | 3095.4
APOLLO ADDRESSABLE DETECTORS |  | 55000-400APO | XP95 Heat Detector Standard | Made in U.K. 8 Years Warranty | 2285 | 1620 | 2025-07-16 | 3427.5 | 2970.5 | 2970.5 | 2742 | 2627.75 | 2513.5
APOLLO ADDRESSABLE DETECTORS |  | 55000-500APO | XP95 Ionisation Smoke Detector | Made in U.K. 8 Years Warranty |  | 2660 | 2025-07-16 | 0 | 0 | 0 | 0 | 0 | 0
APOLLO ADDRESSABLE DETECTORS |  | 58000-500APO | Discovery Ionisation Smoke Detector | Made in U.K. 8 Years Warranty | 4514 | 2660 | 2025-07-16 | 6771 | 5868.2 | 5868.2 | 5416.8 | 5191.1 | 4965.4
APOLLO ADDRESSABLE DETECTORS |  | 58000-600APO | Discovery Optical Smoke Detector | Made in U.K. 8 Years Warranty | 3699 | 2590 | 2025-07-16 | 5548.5 | 4808.7 | 4808.7 | 4438.8 | 4253.85 | 4068.9
APOLLO ADDRESSABLE DETECTORS |  | 58000-400APO | Discovery Heat Detector | Made in U.K. 8 Years Warranty | 3638 | 2500 | 2025-07-16 | 5457 | 4729.4 | 4729.4 | 4365.6 | 4183.7 | 4001.8
APOLLO ADDRESSABLE DETECTORS |  | 55000-720APO | Isolator | Made in U.K. 8 Years Warranty | 2811 | 2070 | 2025-07-16 | 4216.5 | 3654.3 | 3654.3 | 3373.2 | 3232.65 | 3092.1
APOLLO ADDRESSABLE DETECTORS |  | 55000-620APO | XP95 Optical Smoke Detector (VdS) | Made in U.K. 8 Years Warranty |  | 2270 | 2025-07-16 | 0 | 0 | 0 | 0 | 0 | 0
APOLLO ADDRESSABLE DETECTORS |  | 55000-420APO | XP95 A2S Heat Detector (VdS) | Made in U.K. 8 Years Warranty |  | 2270 | 2025-07-16 | 0 | 0 | 0 | 0 | 0 | 0
APOLLO ADDRESSABLE DETECTORS |  | 45681-284 | Isolating Base | Made in U.K. 8 Years Warranty |  | 650 | 2025-07-16 | 0 | 0 | 0 | 0 | 0 | 0
APOLLO ADDRESSABLE DETECTORS |  | FL5100-600APO | Soteria Dimension Optical Detector | Made in U.K. 8 Years Warranty |  | 16640 | 2025-07-16 | 0 | 0 | 0 | 0 | 0 | 0
APOLLO ADDRESSABLE DETECTORS |  | XPA-WB-1022 | Soteria Dimension Optical Detector | Made in U.K. 8 Years Warranty |  | 16680 | 2025-07-16 | 0 | 0 | 0 | 0 | 0 | 0
APOLLO ADDRESSABLE DETECTORS |  | SA5150-650 | SOTERIA UL Smoke detector, w/out Base | UL Listed 8Years Warranty | 2968 |  | 2025-07-16 | 4452 | 3858.4 | 3858.4 | 3561.6 | 3413.2 | 3264.8
APOLLO ADDRESSABLE DETECTORS |  | SA5800-450 | SOTERIA UL heat, w/out base | UL Listed 8Years Warranty | 2968 |  | 2025-07-16 | 4452 | 3858.4 | 3858.4 | 3561.6 | 3413.2 | 3264.8
APOLLO ADDRESSABLE DETECTORS |  | SA5100-700APO | SOTERIA multisensor Detector (Optical/Heat) | UL Listed 8Years Warranty | 3915 |  | 2025-07-16 | 5872.5 | 5089.5 | 5089.5 | 4698 | 4502.25 | 4306.5
APOLLO ADDRESSABLE DETECTORS |  | SA5150-750 | SOTERIA UL multisensor | UL Listed 8Years Warranty | 3773 |  | 2025-07-16 | 5659.5 | 4904.9 | 4904.9 | 4527.6 | 4338.95 | 4150.3
APOLLO ADDRESSABLE DETECTORS |  | SA5000-210 | Soterial UL base | UL Listed 8Years Warranty | 236 |  | 2025-07-16 | 354 | 306.8 | 306.8 | 283.2 | 271.4 | 259.6
APOLLO ADDRESSABLE PULL STATION AND SOUNDERS/BEACONS |  | 55100-908APO | XP95 Manual Call Point with Isolator - Red (Surface) | Made in U.K. 8 Years Warranty | 3653 | 2660 | 2025-07-16 | 5479.5 | 4748.9 | 4748.9 | 4383.6 | 4200.95 | 4018.3
APOLLO ADDRESSABLE PULL STATION AND SOUNDERS/BEACONS |  | 55000-001APO | Intelligent Open-Area Sounder Red (Sonos) | Made in U.K. 8 Years Warranty | 4400 | 3540 | 2025-07-16 | 6600 | 5720 | 5720 | 5280 | 5060 | 4840
APOLLO ADDRESSABLE PULL STATION AND SOUNDERS/BEACONS |  | 55000-005APO | Intelligent Open-Area Sounder Beacon Red (Sonos) | Made in U.K. 8 Years Warranty | 8218 | 3580 | 2025-07-16 | 12327 | 10683.4 | 10683.4 | 9861.6 | 9450.7 | 9039.8
APOLLO ADDRESSABLE PULL STATION AND SOUNDERS/BEACONS |  | 55000-278APO | Multi-Tone Open Area Sounder (Red) | Made in U.K. 8 Years Warranty | 7582 |  | 2025-07-16 | 11373 | 9856.6 | 9856.6 | 9098.4 | 8719.3 | 8340.2
APOLLO ANALOGUE ACCESSORIES (SWITCH MONITORS/INPUT/OUTPUT/ZONE MONITOR) |  | 55000-843APO | Intelligent switch Monitor | Made in U.K. 8 Years Warranty |  | 2720 | 2025-07-16 | 0 | 0 | 0 | 0 | 0 | 0
APOLLO ANALOGUE ACCESSORIES (SWITCH MONITORS/INPUT/OUTPUT/ZONE MONITOR) |  | SA4700-100APO | Intelligent switch Monitor Use: - interface to Sprinkler system Flow Switch - interface to Sprinkler |  | 3365 |  | 2025-07-16 | 5047.5 | 4374.5 | 4374.5 | 4038 | 3869.75 | 3701.5
APOLLO ANALOGUE ACCESSORIES (SWITCH MONITORS/INPUT/OUTPUT/ZONE MONITOR) |  | SA4700-102APO | Intelligent Input/Output Unit, Compatible with XP95, Discovery and CoreProtocol digital communication protocols. |  | 3502 |  | 2025-07-16 | 5253 | 4552.6 | 4552.6 | 4202.4 | 4027.3 | 3852.2
APOLLO ANALOGUE ACCESSORIES (SWITCH MONITORS/INPUT/OUTPUT/ZONE MONITOR) |  | 55000-845APO | XP95 ZONE MONITOR WITH BACK BOX & WITH BUILT-IN 20 DEVICES ISOLATOR | Made in U.K. 8 Years Warranty | 3576 | 2880 | 2025-07-16 | 5364 | 4648.8 | 4648.8 | 4291.2 | 4112.4 | 3933.6
APOLLO ANALOGUE ACCESSORIES (SWITCH MONITORS/INPUT/OUTPUT/ZONE MONITOR) |  | 55000-847 | Intelligent Input/Output Unit, Compatible with XP95, Discovery and CoreProtocol digital communication protocols. | Made in U.K. 8 Years Warranty | 4202 | 2970 | 2025-07-16 | 6303 | 5462.6 | 5462.6 | 5042.4 | 4832.3 | 4622.2
APOLLO ANALOGUE ACCESSORIES (SWITCH MONITORS/INPUT/OUTPUT/ZONE MONITOR) |  | 55000-852APO | XP95 Sounder Control Unit with Isolator | Made in U.K. 8 Years Warranty | 5203 | 3810 | 2025-07-16 | 7804.5 | 6763.9 | 6763.9 | 6243.6 | 5983.45 | 5723.3
APOLLO ANALOGUE ACCESSORIES (SWITCH MONITORS/INPUT/OUTPUT/ZONE MONITOR) |  | 55000-841APO | XP95 Switch Monitor Plus with Isolator | Made in U.K. 8 Years Warranty |  | 3000 | 2025-07-16 | 0 | 0 | 0 | 0 | 0 | 0
APOLLO ANALOGUE ACCESSORIES (SWITCH MONITORS/INPUT/OUTPUT/ZONE MONITOR) |  | 55000-760APO | Mini Switch Monitor | Made in U.K. 8 Years Warranty | 4121 | 2860 | 2025-07-16 | 6181.5 | 5357.3 | 5357.3 | 4945.2 | 4739.15 | 4533.1
APOLLO ANALOGUE ACCESSORIES (SWITCH MONITORS/INPUT/OUTPUT/ZONE MONITOR) |  | 55000-849APO | XP95 Output Unit with Isolator | Made in U.K. 8 Years Warranty |  | 2740 | 2025-07-16 | 0 | 0 | 0 | 0 | 0 | 0
CONVENTIONAL END-TO-END OPTICAL BEAM DETECTOR |  | 29600-929 | Conventional End to End Beam Optical Beam Detector | Made in U.K. 8 Years Warranty | 70890 | 45620 | 2025-07-16 | 106335 | 92157 | 92157 | 85068 | 81523.5 | 77979
INTELLIGENT AUTO-ALIGNING BEAM DETECTOR |  | 55000-273APO | Intelligent Auto-Aligning Beam Detector 8-50M | Made in U.K. 8 Years Warranty |  | 42590 | 2025-07-16 | 0 | 0 | 0 | 0 | 0 | 0
INTELLIGENT AUTO-ALIGNING BEAM DETECTOR |  | 55000-273APO | Intelligent Auto-Aligning Beam Detector 8-100M | Made in U.K. 8 Years Warranty |  | 50700 | 2025-07-16 | 0 | 0 | 0 | 0 | 0 | 0
INTELLIGENT AUTO-ALIGNING BEAM DETECTOR |  | SA7100-100APO | Intelligent Auto-Aligning Beam Detector 8-50m | Made in U.K. 8 Years Warranty | 66772 |  | 2025-07-16 | 100158 | 86803.6 | 86803.6 | 80126.4 | 76787.8 | 73449.2
INTELLIGENT AUTO-ALIGNING BEAM DETECTOR |  | SA7100-100APO + 29600-526 (8-100M) | Intelligent Auto-Aligning Beam Detector 8-100M | Made in U.K. 8 Years Warranty | 78408 |  | 2025-07-16 | 117612 | 101930.4 | 101930.4 | 94089.6 | 90169.2 | 86248.8
REFLECTIVE BEAM DETECTOR BACKBOX |  | 29600-241 | Reflective Beam Detector Backbox | Made in U.K. 8 Years Warranty | 7799 | 3510 | 2025-07-16 | 11698.5 | 10138.7 | 10138.7 | 9358.8 | 8968.85 | 8578.9
CONVENTIONAL AUTO-ALIGNING BEAM DETECTOR WITH LASER ALIGNMENT |  | 29650-069 | Conventional Auto Aligning Beam Detector with Integral Laser 8-50m | Made in U.K. 8 Years Warranty | 65451 | 35120 | 2025-07-16 | 98176.5 | 85086.3 | 85086.3 | 78541.2 | 75268.65 | 71996.1
CONVENTIONAL AUTO-ALIGNING BEAM DETECTOR WITH LASER ALIGNMENT |  | 29650-070 | Additional Detector Head 8-50m | Made in U.K. 8 Years Warranty | 63716 | 31080 | 2025-07-16 | 95574 | 82830.8 | 82830.8 | 76459.2 | 73273.4 | 70087.6
CONVENTIONAL AUTO-ALIGNING BEAM DETECTOR WITH LASER ALIGNMENT |  | 29600-526 | Extension Kit 100m | Made in U.K. 8 Years Warranty | 11662 | 8120 | 2025-07-16 | 17493 | 15160.6 | 15160.6 | 13994.4 | 13411.3 | 12828.2
CONVENTIONAL AUTO-ALIGNING BEAM DETECTOR WITH LASER ALIGNMENT |  | 29600-527 | Universal Bracket for Heads and Prisms | Made in U.K. 8 Years Warranty | 15077 | 8730 | 2025-07-16 | 22615.5 | 19600.1 | 19600.1 | 18092.4 | 17338.55 | 16584.7
CONVENTIONAL AUTO-ALIGNING BEAM DETECTOR WITH LASER ALIGNMENT |  | 29600-528 | Surface Mounting Plate for Prisms | Made in U.K. 8 Years Warranty | 7366 | 4930 | 2025-07-16 | 11049 | 9575.8 | 9575.8 | 8839.2 | 8470.9 | 8102.6
CONVENTIONAL AUTO-ALIGNING BEAM DETECTOR WITH LASER ALIGNMENT |  | 29600-529 | Prism Mounting Plate (4 prisms 100m) | Made in U.K. 8 Years Warranty | 7634 | 4870 | 2025-07-16 | 11451 | 9924.2 | 9924.2 | 9160.8 | 8779.1 | 8397.4
CONVENTIONAL AUTO-ALIGNING BEAM DETECTOR WITH LASER ALIGNMENT |  | 29600-530 | Prism Mounting Plate (1 prism 8-50m) | Made in U.K. 8 Years Warranty | 6598 | 4690 | 2025-07-16 | 9897 | 8577.4 | 8577.4 | 7917.6 | 7587.7 | 7257.8
DISCOVERY XPERT 7 CARD |  | 38531-771 | Blank Xpert Card | Made in U.K. 8 Years Warranty |  | 30 | 2025-07-16 | 0 | 0 | 0 | 0 | 0 | 0
DISCOVERY XPERT 7 CARD |  | 45682-800 | XPERT Universal Address Card | Made in U.K. 8 Years Warranty | 577 |  | 2025-07-16 | 865.5 | 750.1 | 750.1 | 692.4 | 663.55 | 634.7
AUDIO VISUAL |  | 55000-877 APO | Loop-Powered Visual Indicator (Red) | Made in U.K. 8 Years Warranty |  | 3280 | 2025-07-16 | 0 | 0 | 0 | 0 | 0 | 0
AUDIO VISUAL |  | 55000-878APO | Loop-Powered Visual Indicator (Clear) | Made in U.K. 8 Years Warranty |  | 4980 | 2025-07-16 | 0 | 0 | 0 | 0 | 0 | 0
AUDIO VISUAL |  | 58000-030APO | Discovery Open-Area Voice Sounder Visual Indicator (Red) | Made in U.K. 8 Years Warranty |  | 9540 | 2025-07-16 | 0 | 0 | 0 | 0 | 0 | 0
AUDIO VISUAL |  | 45681-277APO | Apollo XP95 Integrated Base Sounder | Made in U.K. 8 Years Warranty |  | 3570 | 2025-07-16 | 0 | 0 | 0 | 0 | 0 | 0
AUDIO VISUAL |  | 45681-276APO | Ancillary Base Sounder | Made in U.K. 8 Years Warranty |  | 2560 | 2025-07-16 | 0 | 0 | 0 | 0 | 0 | 0
AUDIO VISUAL |  | 29650-001 | 29650-001 Magnetic Wand |  |  | 710 | 2025-07-16 | 0 | 0 | 0 | 0 | 0 | 0
AUDIO VISUAL |  | 45681-278APO | Apollo Integrated Base Sounder without Isolator | Made in U.K. 8 Years Warranty |  | 6720 | 2025-07-16 | 0 | 0 | 0 | 0 | 0 | 0
XPANDER |  | XPA-CB-11170-APO | Xpander A1R Heat Detector and Mounting Base | Made in U.K. 8 Years Warranty |  | 13250 | 2025-07-16 | 0 | 0 | 0 | 0 | 0 | 0
XPANDER |  | XPA-CB-11171-APO | Xpander CS Heat Detector and Mounting Base | Made in U.K. 8 Years Warranty |  | 13250 | 2025-07-16 | 0 | 0 | 0 | 0 | 0 | 0
XPANDER |  | XPA-CB-12034-APO | Xpander Optical Smoke Detector ans Mounting Base | Made in U.K. 8 Years Warranty |  | 13250 | 2025-07-16 | 0 | 0 | 0 | 0 | 0 | 0
XPANDER |  | XPA-CB-14001-APO | Xpander Sounder with Mounting Base (RED) | Made in U.K. 8 Years Warranty |  | 16890 | 2025-07-16 | 0 | 0 | 0 | 0 | 0 | 0
XPANDER |  | XPA-CB-14002-APO | Xpander Sounder with Mounting Base (WHITE) | Made in U.K. 8 Years Warranty |  | 16580 | 2025-07-16 | 0 | 0 | 0 | 0 | 0 | 0
XPANDER |  | XPA-CB-14003-APO | Xpander Sound VI (RED) with Mounting Base (RED) | Made in U.K. 8 Years Warranty |  | 22430 | 2025-07-16 | 0 | 0 | 0 | 0 | 0 | 0
XPANDER |  | XPA-CB-14004-APO | Xpander Sound VI (AMBER) with Mounting Base (WHITE) | Made in U.K. 8 Years Warranty |  | 22430 | 2025-07-16 | 0 | 0 | 0 | 0 | 0 | 0
XPANDER |  | XPA-CB-14016-APO | Xpander Sounder Base & Optical Detector | Made in U.K. 8 Years Warranty |  | 23380 | 2025-07-16 | 0 | 0 | 0 | 0 | 0 | 0
XPANDER |  | XPA-CB-14017-APO | Xpander Sounder Base & Heat Detector Class A1R | Made in U.K. 8 Years Warranty |  | 23380 | 2025-07-16 | 0 | 0 | 0 | 0 | 0 | 0
XPANDER |  | XPA-CB-14018-APO | Xpander Sounder Base & Heat Detector Class CS | Made in U.K. 8 Years Warranty |  | 23380 | 2025-07-16 | 0 | 0 | 0 | 0 | 0 | 0
XPANDER |  | XPA-CB-14020-APO | Xpander Sounder VI Base (RED LENS) & Optical Detector | Made in U.K. 8 Years Warranty |  | 26000 | 2025-07-16 | 0 | 0 | 0 | 0 | 0 | 0
XPANDER |  | XPA-CB-14021-APO | Xpander Sounder VI Base (RED LENS) & Heat Detector A1R | Made in U.K. 8 Years Warranty |  | 26000 | 2025-07-16 | 0 | 0 | 0 | 0 | 0 | 0
XPANDER |  | XPA-CB-14022-APO | Xpander Sounder VI Base (RED LENS) & Heat Detector CS | Made in U.K. 8 Years Warranty |  | 26000 | 2025-07-16 | 0 | 0 | 0 | 0 | 0 | 0
XPANDER |  | XPA-CB-14024-APO | Xpander Sounder VI Base (CLEAR LENS) & Optical Detector | Made in U.K. 8 Years Warranty |  | 27190 | 2025-07-16 | 0 | 0 | 0 | 0 | 0 | 0
XPANDER |  | XPA-CB-14025-APO | Xpander Sounder VI Base (CLEAR LENS) & Heat Detector A1R | Made in U.K. 8 Years Warranty |  | 27190 | 2025-07-16 | 0 | 0 | 0 | 0 | 0 | 0
XPANDER |  | XPA-HT-11170-APO | XPander A1R Heat Detector | Made in U.K. 8 Years Warranty |  | 4290 | 2025-07-16 | 0 | 0 | 0 | 0 | 0 | 0
XPANDER |  | XPA-HT-11171-APO | XPander CS Heat Detector | Made in U.K. 8 Years Warranty |  | 4290 | 2025-07-16 | 0 | 0 | 0 | 0 | 0 | 0
XPANDER |  | XPA-CB-14011-APO | Xpander Single Channel Input/Output Unit | Made in U.K. 8 Years Warranty |  | 14050 | 2025-07-16 | 0 | 0 | 0 | 0 | 0 | 0
XPANDER |  | XPA-CB-14012-APO | Xpander Dual Channel Input/Output Unit | Made in U.K. 8 Years Warranty |  | 16890 | 2025-07-16 | 0 | 0 | 0 | 0 | 0 | 0
XPANDER |  | XPA-CB-14050-APO | Xpander 868MHx Diversity Interface Module | Made in U.K. 8 Years Warranty |  | 24040 | 2025-07-16 | 0 | 0 | 0 | 0 | 0 | 0
XPANDER |  | XPA-CB-14006-APO | Xpander MCP Integral Radio Base | Made in U.K. 8 Years Warranty |  | 11710 | 2025-07-16 | 0 | 0 | 0 | 0 | 0 | 0
XPANDER |  | XPA-OP-12034-APO | XPander Optical Smoke Detector | Made in U.K. 8 Years Warranty |  | 4290 | 2025-07-16 | 0 | 0 | 0 | 0 | 0 | 0
XPANDER |  | XPA-SB-10023-APO | Xpander Sounder Mounting Base (RED) | Made in U.K. 8 Years Warranty |  | 16440 | 2025-07-16 | 0 | 0 | 0 | 0 | 0 | 0
XPANDER |  | XPA-SB-10024-APO | Xpander Sounder Mounting Base (White) | Made in U.K. 8 Years Warranty |  | 17480 | 2025-07-16 | 0 | 0 | 0 | 0 | 0 | 0
XPANDER |  | XPA-SN-14003-APO | Xpander Sounder Visual Indicator Red | Made in U.K. 8 Years Warranty |  | 6650 | 2025-07-16 | 0 | 0 | 0 | 0 | 0 | 0
XPANDER |  | XPA-SN-14004-APO | Xpander Sounder Visual Indicator Amber | Made in U.K. 8 Years Warranty |  | 6590 | 2025-07-16 | 0 | 0 | 0 | 0 | 0 | 0
XPANDER |  | XPA-SN-14005-APO | Xpander Sounder Visual Indicator Clear | Made in U.K. 8 Years Warranty |  | 6650 | 2025-07-16 | 0 | 0 | 0 | 0 | 0 | 0
XPANDER |  | XPA-SO-14001-APO | Xpander Sounder Red | Made in U.K. 8 Years Warranty |  | 5120 | 2025-07-16 | 0 | 0 | 0 | 0 | 0 | 0
XPANDER |  | XPA-SO-14002-APO | Xpander Sounder White | Made in U.K. 8 Years Warranty |  | 5120 | 2025-07-16 | 0 | 0 | 0 | 0 | 0 | 0
XPANDER |  | XPA-TE-14075-APO | Xpander Diversity 868Mhz Survey Kit | Made in U.K. 8 Years Warranty |  | 21210 | 2025-07-16 | 0 | 0 | 0 | 0 | 0 | 0
XPANDER |  | XPA-WB-10022-APO | Xpander Combined Sounder Base | Made in U.K. 8 Years Warranty |  | 12580 | 2025-07-16 | 0 | 0 | 0 | 0 | 0 | 0
XPANDER |  | XPA-WB-14036-APO | Xpander Combined Sounder Base | Made in U.K. 8 Years Warranty |  | 17400 | 2025-07-16 | 0 | 0 | 0 | 0 | 0 | 0
XPANDER |  | XPA-WB-14037-APO | Xpander Combined Sounder Visual Indicator Base (RED) | Made in U.K. 8 Years Warranty |  | 16470 | 2025-07-16 | 0 | 0 | 0 | 0 | 0 | 0
XPANDER |  | XPA-AE-14008-APO | Xpander Omni-Directiona Aerial | Made in U.K. 8 Years Warranty |  | 11130 | 2025-07-16 | 0 | 0 | 0 | 0 | 0 | 0
XPANDER |  | XPA-AE-14009-APO | Xpander Directional Aerial | Made in U.K. 8 Years Warranty |  | 17110 | 2025-07-16 | 0 | 0 | 0 | 0 | 0 | 0
XPANDER |  | XPA-TE-14076-APO | Xpander Diversity 868Mhz Survey Unit | Made in U.K. 8 Years Warranty |  | 21210 | 2025-07-16 | 0 | 0 | 0 | 0 | 0 | 0
XPANDER |  | XPA-CB-14005-APO | Xpander Sounder VI (Clear) with mounting Base( White) | Made in U.K. 8 Years Warranty |  | 21350 | 2025-07-16 | 0 | 0 | 0 | 0 | 0 | 0
XPANDER |  | XPA-CB-14026-APO | Xpander Sounder VI base (Clear Lens) and Heat Detector CS | Made in U.K. 8 Years Warranty |  | 26710 | 2025-07-16 | 0 | 0 | 0 | 0 | 0 | 0
XPANDER |  | XPA-AE-14014-APO | Xpander Weather Resistant Omni-Directional Aerial | Made in U.K. 8 Years Warranty |  | 28200 | 2025-07-16 | 0 | 0 | 0 | 0 | 0 | 0
XPANDER |  | XPA-IN-14102-APO | Xpander Remote Indicator Module | Made in U.K. 8 Years Warranty |  | 12240 | 2025-07-16 | 0 | 0 | 0 | 0 | 0 | 0
MULTISENSOR DETECTOR |  | 58000-305APO | Discovery CO/Heat Multisensor Detector | Made in U.K. 8 Years Warranty |  | 4900 | 2025-07-16 | 0 | 0 | 0 | 0 | 0 | 0
MULTISENSOR DETECTOR |  | 58000-300APO | Discovery Carbon Monoxide Detector | Made in U.K. 8 Years Warranty |  | 4400 | 2025-07-16 | 0 | 0 | 0 | 0 | 0 | 0
MULTISENSOR DETECTOR |  | 55000-885APO | XP95 Multisensor Detector | Made in U.K. 8 Years Warranty |  | 3340 | 2025-07-16 | 0 | 0 | 0 | 0 | 0 | 0
MULTISENSOR DETECTOR |  | 45681-210APO | XP95 Mounting Base | Made in U.K. 8 Years Warranty | 212 | 160 | 2025-07-16 | 318 | 275.6 | 275.6 | 254.4 | 243.8 | 233.2
IS ORBIS |  | ORB-HT-51150-APO BR | Orbis I.S. BR Heat Detector with Flashing LED | Made in U.K. 8 Years Warranty |  | 4440 | 2025-07-16 | 0 | 0 | 0 | 0 | 0 | 0
IS ORBIS |  | ORB-MB-50018-APO | Orbis I.S. Timesaver Base | Made in U.K. 8 Years Warranty |  | 580 | 2025-07-16 | 0 | 0 | 0 | 0 | 0 | 0
IS ORBIS |  | ORB-OP-52028-APO | Orbis I.S. Optical Smoke Detector with Flashing LED | Made in U.K. 8 Years Warranty |  | 6130 | 2025-07-16 | 0 | 0 | 0 | 0 | 0 | 0
IS ORBIS |  | ORB-MB-50018 | Orbis I.S. Timesaver Base | Made in U.K. 8 Years Warranty |  | 580 | 2025-07-16 | 0 | 0 | 0 | 0 | 0 | 0
IS ORBIS |  | ORB-OP-52028-APO | Orbis I.S Optical Smoke Detector with Flashing LED | Made in U.K. 8 Years Warranty |  | 6130 | 2025-07-16 | 0 | 0 | 0 | 0 | 0 | 0
CONVENTIONAL ORBIS |  | ORB-OP-12003-APO | Orbis Optical Smoke Detector with Flashing LED | Made in U.K. 8 Years Warranty |  | 1180 | 2025-07-16 | 0 | 0 | 0 | 0 | 0 | 0
CONVENTIONAL ORBIS |  | ORB-MB-00002-APO | Orbis TimeSaver Base LX without Continuity Switch | Made in U.K. 8 Years Warranty |  | 210 | 2025-07-16 | 0 | 0 | 0 | 0 | 0 | 0
CONVENTIONAL ORBIS |  | ORB-HT-11014-APO | Orbis A2S Heat Detector with Flashing LED | Made in U.K. 8 Years Warranty |  | 1050 | 2025-07-16 | 0 | 0 | 0 | 0 | 0 | 0
CONVENTIONAL ORBIS |  | ORB-HT-11013-APO | Orbis A1R Heat Detector with Flashing LED | Made in U.K. 8 Years Warranty |  | 1050 | 2025-07-16 | 0 | 0 | 0 | 0 | 0 | 0
APOLLO LOOP TEST SET |  | SA7800-870APO | Apollo Loop Test Set |  |  | 47310 | 2025-07-16 | 0 | 0 | 0 | 0 | 0 | 0
HINGED COVER |  | 44251-189 | 44251-189 Transparent Hinged Cover for New Apollo Call Point - Single. |  |  | 150 | 2025-07-16 | 0 | 0 | 0 | 0 | 0 | 0
HINGED COVER |  | 44251-175 (Pack of 10) | Apollo 44251-175 Call Point Cover - Hinged Plastic (Pack of 10) |  |  | 1440 | 2025-07-16 | 0 | 0 | 0 | 0 | 0 | 0
MCP KEY |  | 26729-202 (pack of 10pcs) | Apollo Conventional MCP Key pack of 10pcs |  |  | 580 | 2025-07-16 | 0 | 0 | 0 | 0 | 0 | 0
DUCT SMOKE DETECTORS |  | 53546-021APO | Series 65 Duct Smoke Detector | Made in U.K. 8 Years Warranty |  | 4990 | 2025-07-16 | 0 | 0 | 0 | 0 | 0 | 0
DUCT SMOKE DETECTORS |  | 53546-022APO | Intelligent Duct Smoke Detector | Made in U.K. 8 Years Warranty |  | 4990 | 2025-07-16 | 0 | 0 | 0 | 0 | 0 | 0
FLAME DETECTOR |  | 55000-022APO | Intelligent Base Mounted UV Flame Detector | Made in U.K. 8 Years Warranty |  | 29890 | 2025-07-16 | 0 | 0 | 0 | 0 | 0 | 0
FLAME DETECTOR |  | 55000-025APO | Series 65 Base Mounted UV Flame Detector | Made in U.K. 8 Years Warranty |  | 24530 | 2025-07-16 | 0 | 0 | 0 | 0 | 0 | 0
6" FIRE BELL |  | 29600-400 | Bell | Made in U.K. 8 Years Warranty | 2804 |  | 2025-07-16 | 4206 | 3645.2 | 3645.2 | 3364.8 | 3224.6 | 3084.4
FLAME DETECTOR |  | 29600-458 | Base Mounted Flame Detector Bracket | Made in U.K. 8 Years Warranty |  | 8180 | 2025-07-16 | 0 | 0 | 0 | 0 | 0 | 0
FLAME DETECTOR |  | 29600-203 | Base Mounted Flame Detector Bracket | Made in U.K. 8 Years Warranty |  | 9260 | 2025-07-16 | 0 | 0 | 0 | 0 | 0 | 0
FLAME DETECTOR |  | 55000-019APO | IR³ Flame Detector | Made in U.K. 8 Years Warranty |  | 131180 | 2025-07-16 | 0 | 0 | 0 | 0 | 0 | 0
FLAME DETECTOR |  | 55000-020APO | Intelligent IR³ Flame Detector | Made in U.K. 8 Years Warranty |  | 111640 | 2025-07-16 | 0 | 0 | 0 | 0 | 0 | 0
FLAME DETECTOR |  | 55000-024APO | Intelligent base mounted IR3 flame detector | Made in U.K. 8 Years Warranty |  | 49800 | 2025-07-16 | 0 | 0 | 0 | 0 | 0 | 0
FLAME DETECTOR |  | 55000-060APO | IR² Flame Detector | Made in U.K. 8 Years Warranty |  | 135920 | 2025-07-16 | 0 | 0 | 0 | 0 | 0 | 0
SIL SMOKE DETECTOR |  | 58000-400SIL | SIL Discovery Heat Detector | Made in U.K. 8 Years Warranty |  | 5300 | 2025-07-16 | 0 | 0 | 0 | 0 | 0 | 0
SIL SMOKE DETECTOR |  | 55000-640SIL | XP95 I.S. Optical Smoke Detector | Made in U.K. 8 Years Warranty |  | 11280 | 2025-07-16 | 0 | 0 | 0 | 0 | 0 | 0
SIL SMOKE DETECTOR |  | 55000-440SIL | XP95 I.S. Heat Detector | Made in U.K. 8 Years Warranty |  | 11380 | 2025-07-16 | 0 | 0 | 0 | 0 | 0 | 0
SIL SMOKE DETECTOR |  | 45681-215 | XP95 I.S. Mounting Base | Made in U.K. 8 Years Warranty |  | 540 | 2025-07-16 | 0 | 0 | 0 | 0 | 0 | 0
NON ISOLATED PRODUCTS |  | 55000-296APO | Weatherproof Multi-Tone Open-Area Sounder Visual Indicator (red) | Made in U.K. 8 Years Warranty |  | 15450 | 2025-07-16 | 0 | 0 | 0 | 0 | 0 | 0
NON ISOLATED PRODUCTS |  | 55000-298APO | Weatherproof Multi-Tone Open-Area Sounder Visual Indicator with Isolator (red) | Made in U.K. 8 Years Warranty |  | 12720 | 2025-07-16 | 0 | 0 | 0 | 0 | 0 | 0
XP95 |  | 55000-804APO | XP95 DIN-Rail Output Unit | Made in U.K. 8 Years Warranty |  | 4360 | 2025-07-16 | 0 | 0 | 0 | 0 | 0 | 0
MINIDISC |  | 53832-070APO | MiniDisc Remote Indicator | Made in U.K. 8 Years Warranty |  | 330 | 2025-07-16 | 0 | 0 | 0 | 0 | 0 | 0
MARINE |  | ORB-OP-42003-MAR | Orbis Marine Optical Smoke Detector with Flashing LED | Made in U.K. 8 Years Warranty |  | 2160 | 2025-07-16 | 0 | 0 | 0 | 0 | 0 | 0
MARINE |  | ORB-HT-41013-MAR | Orbis Marine A1R Heat Detector with Flashing LED | Made in U.K. 8 Years Warranty |  | 1520 | 2025-07-16 | 0 | 0 | 0 | 0 | 0 | 0
MARINE |  | ORB-MB-00001-MAR | Orbis Marine TimeSaver Base | Made in U.K. 8 Years Warranty |  | 450 | 2025-07-16 | 0 | 0 | 0 | 0 | 0 | 0
MARINE |  | ORB-OP-42001-MAR | Orbis Marine Optical Smoke Detector | Made in U.K. 8 Years Warranty |  | 2160 | 2025-07-16 | 0 | 0 | 0 | 0 | 0 | 0
MARINE |  | 58000-700MAR | Discovery Marine Multisensor Detector | Made in U.K. 8 Years Warranty |  | 3890 | 2025-07-16 | 0 | 0 | 0 | 0 | 0 | 0
MARINE |  | 55000-026MAR | Marine Series 65 Base Mounted UV Flame Detector | Made in U.K. 8 Years Warranty |  | 35780 | 2025-07-16 | 0 | 0 | 0 | 0 | 0 | 0
MARINE |  | 58000-600MAR | Discovery Marine Optical Smoke Detector | Made in U.K. 8 Years Warranty |  | 3480 | 2025-07-16 | 0 | 0 | 0 | 0 | 0 | 0
MARINE |  | 45681-210MAR | Discovery Marine Mounting Base | Made in U.K. 8 Years Warranty |  | 310 | 2025-07-16 | 0 | 0 | 0 | 0 | 0 | 0
MARINE |  | 58000-400MAR | Discovery Marine Heat Detector | Made in U.K. 8 Years Warranty |  | 3310 | 2025-07-16 | 0 | 0 | 0 | 0 | 0 | 0
MARINE |  | ORB-MB-00001MAR | Orbis Marine TimeSaver Base | Made in U.K. 8 Years Warranty |  | 450 | 2025-07-16 | 0 | 0 | 0 | 0 | 0 | 0
MARINE |  | 29600-446 | I.S. Conventional Sounder Visual Indicator | Made in U.K. 8 Years Warranty |  | 44390 | 2025-07-16 | 0 | 0 | 0 | 0 | 0 | 0
MARINE |  | 55000-775MAR | Marine Mini Switch Monitor | Made in U.K. 8 Years Warranty |  | 10970 | 2025-07-16 | 0 | 0 | 0 | 0 | 0 | 0
MARINE |  | 55000-773MAR | Marine DIN-Rail Zone Monitor | Made in U.K. 8 Years Warranty |  | 6000 | 2025-07-16 | 0 | 0 | 0 | 0 | 0 | 0
MARINE |  | 58000-500MAR | Discovery Marine Ionisation Smoke Detector | Made in U.K. 8 Years Warranty |  | 4900 | 2025-07-16 | 0 | 0 | 0 | 0 | 0 | 0
MARINE |  | 55000-034MAR | Stainless Steel Intelligent IR3 Flame Detector | Made in U.K. 8 Years Warranty |  | 203500 | 2025-07-16 | 0 | 0 | 0 | 0 | 0 | 0
MARINE |  | 55000-295APO | Intelligent Flameproof IR² Flame Detector | Made in U.K. 8 Years Warranty |  | 143450 | 2025-07-16 | 0 | 0 | 0 | 0 | 0 | 0
MARINE MANUAL CALL POINT |  | 55100-021MAR | Conventional Marine Manual Call Point (Red) | Made in U.K. 8 Years Warranty |  | 1490 | 2025-07-16 | 0 | 0 | 0 | 0 | 0 | 0
MARINE MANUAL CALL POINT |  | 58100-970MAR | Discovery Marine Manual Call Point | Made in U.K. 8 Years Warranty |  | 3540 | 2025-07-16 | 0 | 0 | 0 | 0 | 0 | 0
MARINE MANUAL CALL POINT |  | 58100-971MAR | Discovery Marine Manual Call Point with Isolator | Made in U.K. 8 Years Warranty |  | 4960 | 2025-07-16 | 0 | 0 | 0 | 0 | 0 | 0
MARINE MANUAL CALL POINT |  | 58100-976MAR | Discovery Marine Waterproof Manual Call Point with Isolator | Made in U.K. 8 Years Warranty |  | 12820 | 2025-07-16 | 0 | 0 | 0 | 0 | 0 | 0
ASPIRATING SMOKE DETECTOR |  | 29650-081APO | Discovery ASD-1 Aspirating Smoke Detector | Made in U.K. 8 Years Warranty |  | 49060 | 2025-07-16 | 0 | 0 | 0 | 0 | 0 | 0
ASPIRATING SMOKE DETECTOR |  | 29650-082APO | Discovery ASD-2 Aspirating Smoke Detector | Made in U.K. 8 Years Warranty |  | 61320 | 2025-07-16 | 0 | 0 | 0 | 0 | 0 | 0
UL LISTED CONVENTIONAL DEVICES |  | 55000-327 | Series 65A Photo-Electric Smoke Detector Standard w/out Base | UL Listed 8Years Warranty |  | 780 | 2025-07-16 | 0 | 0 | 0 | 0 | 0 | 0
UL LISTED CONVENTIONAL DEVICES |  | 55000-139 | Series 65A 135degrees Heat Detector Flashing LED w/out Base | UL Listed Made in U.K. 8 Years Warranty |  | 810 | 2025-07-16 | 0 | 0 | 0 | 0 | 0 | 0
UL LISTED CONVENTIONAL DEVICES |  | 55000-227 | Series 65A Ionisation Smoke Detector Standard w/out Base | UL Listed Made in U.K. 8 Years Warranty |  | 1350 | 2025-07-16 | 0 | 0 | 0 | 0 | 0 | 0
UL LISTED CONVENTIONAL DEVICES |  | 45681-200USA | Series 65 Standard Base | UL Listed Made in U.K. 8 Years Warranty |  | 160 | 2025-07-16 | 0 | 0 | 0 | 0 | 0 | 0
UL LISTED CONVENTIONAL DEVICES |  | 55000-141 | Series 65A 170°F with flashing LED and magnetic test | Made in U.K. 8 years Warranty |  | 1150 | 2025-07-16 | 0 | 0 | 0 | 0 | 0 | 0
UL LISTED CONVENTIONAL DEVICES |  | 55000-142 | Series 65A 170°F with flashing LED | Made in U.K. 8 years Warranty |  | 1080 | 2025-07-16 | 0 | 0 | 0 | 0 | 0 | 0
UL LISTED CONVENTIONAL DEVICES |  | 55000-145 | Series 65A Heat Detector 200˚F standard with flashing LED | Made in U.K. 8 years Warranty |  | 1180 | 2025-07-16 | 0 | 0 | 0 | 0 | 0 | 0
UL LISTED CONVENTIONAL DEVICES |  | 55000-146 | Series 65A Heat Detector 200˚F standard | Made in U.K. 8 years Warranty |  | 1110 | 2025-07-16 | 0 | 0 | 0 | 0 | 0 | 0
UL LISTED CONVENTIONAL DEVICES |  | 55000-225 | Series 65A Ionisation Smoke Detector with flashing LED and magnetic test | Made in U.K. 8 years Warranty |  | 2140 | 2025-07-16 | 0 | 0 | 0 | 0 | 0 | 0
UL LISTED CONVENTIONAL DEVICES |  | 55000-226 | Series 65A Ionisation Smoke Detector with flashing LED | Made in U.K. 8 years Warranty |  | 1960 | 2025-07-16 | 0 | 0 | 0 | 0 | 0 | 0
UL LISTED CONVENTIONAL DEVICES |  | 55000-325 | Series 65A Photoelectric Smoke Detector with flashing LED and magnetic test | Made in U.K. 8 years Warranty |  | 1280 | 2025-07-16 | 0 | 0 | 0 | 0 | 0 | 0
UL LISTED CONVENTIONAL DEVICES |  | 55000-326 | Series 65A Photoelectric Smoke Detector with flashing LED | Made in U.K. 8 years Warranty |  | 1210 | 2025-07-16 | 0 | 0 | 0 | 0 | 0 | 0
UL LISTED ADDRESSABLE DEVICES - XP95A SERIES |  | 55000-650 | XP95A Optical Detector w/out Base | UL Listed 8Years Warranty |  | 2100 | 2025-07-16 | 0 | 0 | 0 | 0 | 0 | 0
UL LISTED ADDRESSABLE DEVICES - XP95A SERIES |  | 55000-550 | XP95A Ionisation Smoke Detector w/out Base | UL Listed 8Years Warranty |  | 2480 | 2025-07-16 | 0 | 0 | 0 | 0 | 0 | 0
UL LISTED ADDRESSABLE DEVICES - XP95A SERIES |  | 55000-450 | XP95A Heat Detector w/out Base | UL Listed 8Years Warranty |  | 1920 | 2025-07-16 | 0 | 0 | 0 | 0 | 0 | 0
UL LISTED ADDRESSABLE DEVICES - XP95A SERIES |  | 45681-210UL | XP95 Mounting Base | UL Listed 8Years Warranty |  | 180 | 2025-07-16 | 0 | 0 | 0 | 0 | 0 | 0
UL LISTED ADDRESSABLE DEVICES - XP95A SERIES |  | 55000-750USA | XP95A ISOLATOR | Made in U.K. 8 years Warranty |  | 1960 | 2025-07-16 | 0 | 0 | 0 | 0 | 0 | 0
UL LISTED ADDRESSABLE DEVICES - XP95A SERIES |  | 45681-211 | XP95A ISOLATOR BASE | Made in U.K. 8 years Warranty |  | 220 | 2025-07-16 | 0 | 0 | 0 | 0 | 0 | 0
MULTISENSOR DETECTOR |  | 55000-886 | XP95A Multisensor Detector | Made in U.K. 8 years Warranty | 4156 | 1980 | 2025-07-16 | 6234 | 5402.8 | 5402.8 | 4987.2 | 4779.4 | 4571.6
UL LISTED ADDRESSABLE DEVICES - DISCOVERY SERIES |  | 58000-450 | Discovery UL Heat Detector w/out Base | UL Listed 8Years Warranty | 3802 | 1920 | 2025-07-16 | 5703 | 4942.6 | 4942.6 | 4562.4 | 4372.3 | 4182.2
UL LISTED ADDRESSABLE DEVICES - DISCOVERY SERIES |  | 58000-550 | Discovery UL Ionisation Smoke Detector w/out Base | UL Listed 8Years Warranty |  | 4220 | 2025-07-16 | 0 | 0 | 0 | 0 | 0 | 0
UL LISTED ADDRESSABLE DEVICES - DISCOVERY SERIES |  | 58000-650 | Discovery UL Photoelectric Smoke Detector w/out Base | UL Listed 8Years Warranty |  | 2100 | 2025-07-16 | 0 | 0 | 0 | 0 | 0 | 0
UL LISTED ADDRESSABLE DEVICES - DISCOVERY SERIES |  | 58000-750 | Discovery UL Multisensor Detector w/out Base | UL Listed 8Years Warranty | 3543 | 3600 | 2025-07-16 | 5314.5 | 4605.9 | 4605.9 | 4251.6 | 4074.45 | 3897.3
UL LISTED ADDRESSABLE PULL STATION AND SOUNDERS/BEACONS |  | 56000-005USA | Dual Action Addressable Manual Pull Station w/out backbox | UL Listed 8Years Warranty | 2981 | 2480 | 2025-07-16 | 4471.5 | 3875.3 | 3875.3 | 3577.2 | 3428.15 | 3279.1
UL LISTED ADDRESSABLE PULL STATION AND SOUNDERS/BEACONS |  | 56000-006USA | Backbox | Made in U.K. 8 Years Warranty | 994 | 830 | 2025-07-16 | 1491 | 1292.2 | 1292.2 | 1192.8 | 1143.1 | 1093.4
UL LISTED ADDRESSABLE PULL STATION AND SOUNDERS/BEACONS |  | 58000-011USA | Discovery Open-Area Sounder Beacon (UL) - Red | Made in U.K. 8 Years Warranty | 4395 | 3580 | 2025-07-16 | 6592.5 | 5713.5 | 5713.5 | 5274 | 5054.25 | 4834.5
UL LISTED ADDRESSABLE PULL STATION AND SOUNDERS/BEACONS |  | 55000-041USA | XP95A Intelligent Open Area Sounder (U)-Red | Made in U.K. 8 Years Warranty | 4581 | 3990 | 2025-07-16 | 6871.5 | 5955.3 | 5955.3 | 5497.2 | 5268.15 | 5039.1
XP95A UL |  | 55000-805USA | XP95A Switch Monitor Module | Made in U.K. 8 Years Warranty | 2862 | 2330 | 2025-07-16 | 4293 | 3720.6 | 3720.6 | 3434.4 | 3291.3 | 3148.2
XP95A UL |  | 55000-806USA | XP95A Priority Switch Monitor Module | Made in U.K. 8 Years Warranty | 2862 | 2720 | 2025-07-16 | 4293 | 3720.6 | 3720.6 | 3434.4 | 3291.3 | 3148.2
XP95A UL |  | 55000-790USA | XP95A Dual Priority Switch Monitor Module | Made in U.K. 8 Years Warranty | 4830 | 3120 | 2025-07-16 | 7245 | 6279 | 6279 | 5796 | 5554.5 | 5313
XP95A UL |  | 55000-820USA | XP95A Switch Monitor Input/Output Module | Made in U.K. 8 Years Warranty | 2955 | 2800 | 2025-07-16 | 4432.5 | 3841.5 | 3841.5 | 3546 | 3398.25 | 3250.5
XP95A UL |  | 55000-825USA | XP95A Sounder Control Module Monitor | Made in U.K. 8 Years Warranty | 5060 | 3810 | 2025-07-16 | 7590 | 6578 | 6578 | 6072 | 5819 | 5566
XP95A UL |  | 55000-863USA | XP95A Relay Output Module | Made in U.K. 8 Years Warranty | 3601 | 2720 | 2025-07-16 | 5401.5 | 4681.3 | 4681.3 | 4321.2 | 4141.15 | 3961.1
XP95A UL |  | 55000-859USA | XP95A Switch Monitor Input/Output Module | Made in U.K. 8 Years Warranty | 4057 | 2800 | 2025-07-16 | 6085.5 | 5274.1 | 5274.1 | 4868.4 | 4665.55 | 4462.7
XP95A UL |  | 55000-765USA | Mini Monitor Module | Made in U.K. 8 Years Warranty | 3979 | 3010 | 2025-07-16 | 5968.5 | 5172.7 | 5172.7 | 4774.8 | 4575.85 | 4376.9
XP95A UL |  | 45681-526 | XP95A Sounder Visual Indicator Base (red LEDs) | Made in U.K. 8 Years Warranty | 4278 | 3480 | 2025-07-16 | 6417 | 5561.4 | 5561.4 | 5133.6 | 4919.7 | 4705.8
XP95A UL |  | 55000-830 | XP95A Sounder Visual Indicator Base (red LEDs) | Made in U.K. 8 Years Warranty | 3859 |  | 2025-07-16 | 5788.5 | 5016.7 | 5016.7 | 4630.8 | 4437.85 | 4244.9
HINGED COVER |  | 44251-189 | 44251-189 Transparent Hinged Cover for New Apollo Call Point - Single. |  |  | 160 | 2022-02-01 | 0 | 0 | 0 | 0 | 0 | 0
HINGED COVER |  | 44251-175 (Pack of 10) | Apollo 44251-175 Call Point Cover - Hinged Plastic (Pack of 10) |  |  | 1510 | 2022-02-01 | 0 | 0 | 0 | 0 | 0 | 0
DISCOVERY UL SOUNDER VISUAL |  | 45681-524USA | Discovery UL Sounder Visual Indicator Base (Red LED) | Made in U.K. 8 Years Warranty |  | 5740 | 2022-02-01 | 0 | 0 | 0 | 0 | 0 | 0
EZ BASE |  | 45681-250USA | E-Z Fit Base | Made in U.K. 8 Years Warranty |  | 330 | 2022-02-01 | 0 | 0 | 0 | 0 | 0 | 0
AX Series UL Listed Fire Alarm Control Panels |  | AX-CTL-1C | 1-Loop Panel Compact Enclosure | Made in U.K. 2 Years Warranty |  | 61100 | 2022-02-01 | 0 | 0 | 0 | 0 | 0 | 0
AX Series UL Listed Fire Alarm Control Panels |  | AX-CTL-1 | 1-Loop Panel | Made in U.K. 2 Years Warranty |  | 65830 | 2022-02-01 | 0 | 0 | 0 | 0 | 0 | 0
AX Series UL Listed Fire Alarm Control Panels |  | AX-CTL-1L | 1-Loop Panel (large Enclosure) | Made in U.K. 2 Years Warranty |  | 76680 | 2022-02-01 | 0 | 0 | 0 | 0 | 0 | 0
AX Series UL Listed Fire Alarm Control Panels |  | AX-CTL-2L | 2-Loop Addressable Control Panel (Loop Expandable) | Made in U.K. 2 Years Warranty |  | 103820 | 2022-02-01 | 0 | 0 | 0 | 0 | 0 | 0
AX Series UL Listed Fire Alarm Control Panels |  | AX-CTL-4L | 4-Loop Addressable Control Panel (Loop Expandable) | Made in U.K. 2 Years Warranty |  | 158780 | 2022-02-01 | 0 | 0 | 0 | 0 | 0 | 0
AX Series UL Listed Fire Alarm Control Panels |  | 8Loop Panel Configuration | 8-Loop Addressable Control Panel (Loop Expandable) | Made in U.K. 2 Years Warranty |  | 325860 | 2022-02-01 | 0 | 0 | 0 | 0 | 0 | 0
AX Series UL Listed Fire Alarm Control Panels |  | 12Loop Panel Configuration | 12-Loop Addressable Control Panel (Loop Expandable) | Made in U.K. 2 Years Warranty |  | 465150 | 2022-02-01 | 0 | 0 | 0 | 0 | 0 | 0
Ax "V" Series Fire Alarm Control Panels with Integrated Audio/Microphone |  | AX-CTL-1V | 1-Loop Panel c/w Audio/Microphone (2x3 Matrix enclosure) | Made in U.K. 2 Years Warranty |  | 177080 | 2022-02-01 | 0 | 0 | 0 | 0 | 0 | 0
Ax "V" Series Fire Alarm Control Panels with Integrated Audio/Microphone |  | AX-CTL-2V | 2-Loop Panel c/w Audio/Microphone (2x3 Matrix enclosure) | Made in U.K. 2 Years Warranty |  | 204110 | 2022-02-01 | 0 | 0 | 0 | 0 | 0 | 0
Ax "V" Series Fire Alarm Control Panels with Integrated Audio/Microphone |  | AX-CTL-4V | 4-Loop Panel c/w Audio/Microphone (2x3 Matrix enclosure) | Made in U.K. 2 Years Warranty |  | 259080 | 2022-02-01 | 0 | 0 | 0 | 0 | 0 | 0
AX "Command Center" System with Integrated Audio/Microphone/Control Switches |  | AX-CC1-16 | 1-Loop Panel c/w Audio/Microphone Sw Module (3x3 Matrix enclosure) | Made in U.K. 2 Years Warranty |  | 202710 | 2022-02-01 | 0 | 0 | 0 | 0 | 0 | 0
AX "Command Center" System with Integrated Audio/Microphone/Control Switches |  | AX-CC2-16 | 2-Loop Panel c/w Audio/Microphone Sw Module (3x3 Matrix enclosure) | Made in U.K. 2 Years Warranty |  | 229940 | 2022-02-01 | 0 | 0 | 0 | 0 | 0 | 0
AX "Command Center" System with Integrated Audio/Microphone/Control Switches |  | AX-CC4-16 | 4-Loop Panel c/w Audio/Microphone Sw Module (3x3 Matrix enclosure) | Made in U.K. 2 Years Warranty |  | 284900 | 2022-02-01 | 0 | 0 | 0 | 0 | 0 | 0
Ax and Ax "V" Series Enclosure Components |  | AX-01-BB | Standard Back Box Ax and Ax V series. (22.6"H x14.5"W x 5.5"D) | Made in U.K. 2 Years Warranty |  | 9290 | 2022-02-01 | 0 | 0 | 0 | 0 | 0 | 0
Ax and Ax "V" Series Enclosure Components |  | AX-01-ID1 | Ax Series Inner Door (2x2 matrix) Use with Ax-01-BB | Made in U.K. 2 Years Warranty |  | 5440 | 2022-02-01 | 0 | 0 | 0 | 0 | 0 | 0
Ax and Ax "V" Series Enclosure Components |  | AX-01-ID2 | Ax 'V' Series Inner Door (2x3 matrix) Use with Ax-01-BB | Made in U.K. 2 Years Warranty |  | 5440 | 2022-02-01 | 0 | 0 | 0 | 0 | 0 | 0
Ax and Ax "V" Series Enclosure Components |  | AX-01-OD1 | Ax Series Outer Door. Small Plexi-Glass Opening | Made in U.K. 2 Years Warranty |  | 9460 | 2022-02-01 | 0 | 0 | 0 | 0 | 0 | 0
Ax and Ax "V" Series Enclosure Components |  | AX-01-OD2 | Ax 'V' Series Outer Door. Large Plexi-Glass Opening | Made in U.K. 2 Years Warranty |  | 9640 | 2022-02-01 | 0 | 0 | 0 | 0 | 0 | 0
Ax and Ax "V" Series Enclosure Components |  | AX-02-BB | Ax CTL1 (Small 1-loop) Back Box | Made in U.K. 2 Years Warranty |  | 8760 | 2022-02-01 | 0 | 0 | 0 | 0 | 0 | 0
Ax and Ax "V" Series Enclosure Components |  | AX-02-OD | Ax CTL1 (Small 1-loop) Outer Door | Made in U.K. 2 Years Warranty |  | 8580 | 2022-02-01 | 0 | 0 | 0 | 0 | 0 | 0
Ax and Ax "V" Series Enclosure Components |  | AX-SAP | Single Aperture Blank Plate. Attaches to Inner Door | Made in U.K. 2 Years Warranty |  | 890 | 2022-02-01 | 0 | 0 | 0 | 0 | 0 | 0
Ax and Ax "V" Series Enclosure Components |  | AX-DAP | Double Aperture Blank Plate. Attaches to Inner Door | Made in U.K. 2 Years Warranty |  | 970 | 2022-02-01 | 0 | 0 | 0 | 0 | 0 | 0
Ax and Ax "V" Series Enclosure Components |  | AX-HPIN | Hinge Pins Attaches Inner and Outer Doors to Back box (Qty 6) | Made in U.K. 2 Years Warranty |  | 970 | 2022-02-01 | 0 | 0 | 0 | 0 | 0 | 0
Ax and Ax "V" Series Enclosure Components |  | AX-SAP6 | Single Aperture Blank Plate. Attaches to Inner Door (Qty 6) | Made in U.K. 2 Years Warranty |  | 4380 | 2022-02-01 | 0 | 0 | 0 | 0 | 0 | 0
Ax and Ax "V" Series Enclosure Components |  | AX-DAP6 | Double Aperture Blank Plate. Attaches to Inner Door (Qty 6) | Made in U.K. 2 Years Warranty |  | 4910 | 2022-02-01 | 0 | 0 | 0 | 0 | 0 | 0
Ax and Ax "V" Series Enclosure Components |  | AX-BAT | External Battery Enclosure | Made in U.K. 2 Years Warranty |  | 17000 | 2022-02-01 | 0 | 0 | 0 | 0 | 0 | 0
Ax and Ax "V" Series Enclosure Components |  | AX-KEYL | Keylock Assembly for all Ax Series panels. Includes 2 keys | Made in U.K. 2 Years Warranty |  | 2980 | 2022-02-01 | 0 | 0 | 0 | 0 | 0 | 0
Ax and Ax "V" Series Enclosure Components |  | AXM-009 | AX Peripheral Card Enclosure | Made in U.K. 2 Years Warranty |  | 8240 | 2022-02-01 | 0 | 0 | 0 | 0 | 0 | 0
Modular Axis AX "Command Center" Enclosure Components |  | CCM-01-BB | Command Centre Backbox (3x3 Module Support) | Made in U.K. 2 Years Warranty |  | 16910 | 2022-02-01 | 0 | 0 | 0 | 0 | 0 | 0
Modular Axis AX "Command Center" Enclosure Components |  | CCM-01-ID1 | Command Centre Inner Door (3x3 Matrix with 1 Double Aperture) | Made in U.K. 2 Years Warranty |  | 7020 | 2022-02-01 | 0 | 0 | 0 | 0 | 0 | 0
Modular Axis AX "Command Center" Enclosure Components |  | CCM-01-ID2 | Command Centre Inner Door (3x3 Matrix with 2 Double Apertures) | Made in U.K. 2 Years Warranty |  | 7020 | 2022-02-01 | 0 | 0 | 0 | 0 | 0 | 0
Modular Axis AX "Command Center" Enclosure Components |  | CCM-01-ID3 | Command Centre Inner Door (3x3 Matrix with 9 Single Apertures) | Made in U.K. 2 Years Warranty |  | 7020 | 2022-02-01 | 0 | 0 | 0 | 0 | 0 | 0
Modular Axis AX "Command Center" Enclosure Components |  | CCM-01-OD | Command Centre Outer Door Attaches to Back Box CCM-01-BB | Made in U.K. 2 Years Warranty |  | 10160 | 2022-02-01 | 0 | 0 | 0 | 0 | 0 | 0
Modular Axis AX "Command Center" Enclosure Components |  | CCM-02-BB | Command Centre Backbox (3x5 Module Support) | Made in U.K. 2 Years Warranty |  | 27580 | 2022-02-01 | 0 | 0 | 0 | 0 | 0 | 0
Modular Axis AX "Command Center" Enclosure Components |  | CCM-02-ID1 | Command Centre Inner Door (3x5 Matrix with 1 Double Aperture) | Made in U.K. 2 Years Warranty |  | 10420 | 2022-02-01 | 0 | 0 | 0 | 0 | 0 | 0
Modular Axis AX "Command Center" Enclosure Components |  | CCM-02-ID2 | Command Centre Inner Door (3x3 Matrix with 2 Double Apertures) | Made in U.K. 2 Years Warranty |  | 10420 | 2022-02-01 | 0 | 0 | 0 | 0 | 0 | 0
Modular Axis AX "Command Center" Enclosure Components |  | CCM-02-ID3 | Command Centre Inner Door (3x5 Matrix with 9 Single Apertures) | Made in U.K. 2 Years Warranty |  | 10420 | 2022-02-01 | 0 | 0 | 0 | 0 | 0 | 0
Modular Axis AX "Command Center" Enclosure Components |  | CCM-02-OD | Command Centre Outer Door Attaches to Back Box CCM-02-BB | Made in U.K. 2 Years Warranty |  | 16910 | 2022-02-01 | 0 | 0 | 0 | 0 | 0 | 0
Main PCB's For all Axis AX Series Panels |  | AX-DSP | Ax and Ax 'V' Series Display/Keyboard PCB with mounting plate | Made in U.K. 2 Years Warranty |  | 31340 | 2022-02-01 | 0 | 0 | 0 | 0 | 0 | 0
Main PCB's For all Axis AX Series Panels |  | AX-DSP/T | AX Telephone Controller Display/Keyboard PCB with mounting plate | Made in U.K. 2 Years Warranty |  | 31340 | 2022-02-01 | 0 | 0 | 0 | 0 | 0 | 0
Main PCB's For all Axis AX Series Panels |  | AX-DSP2 | Ax-Ctl1 Display/Keyboard PCB with mounting plate | Made in U.K. 2 Years Warranty |  | 33800 | 2022-02-01 | 0 | 0 | 0 | 0 | 0 | 0
Main PCB's For all Axis AX Series Panels |  | AX-CTL-1PCB | One Loop Panel PCB | Made in U.K. 2 Years Warranty |  | 47630 | 2022-02-01 | 0 | 0 | 0 | 0 | 0 | 0
Main PCB's For all Axis AX Series Panels |  | AX-CTL-2PCB | Two Loop panel PCB | Made in U.K. 2 Years Warranty |  | 57950 | 2022-02-01 | 0 | 0 | 0 | 0 | 0 | 0
Main PCB's For all Axis AX Series Panels |  | AX-ACB | AC Power Board c/w mounting Hardware | Made in U.K. 2 Years Warranty |  | 2460 | 2022-02-01 | 0 | 0 | 0 | 0 | 0 | 0
Axis AX Series Option / Expansion Modules |  | AX-LPD | 2-Loop / 2-NAC Expander | Made in U.K. 2 Years Warranty |  | 29600 | 2022-02-01 | 0 | 0 | 0 | 0 | 0 | 0
Axis AX Series Option / Expansion Modules |  | AX-NAC | 2-NAC Expander | Made in U.K. 2 Years Warranty |  | 8940 | 2022-02-01 | 0 | 0 | 0 | 0 | 0 | 0
Axis AX Series Option / Expansion Modules |  | AX-PSU/F | PSU Module 5A (fits to AX-CTL2 or Ax-CTL4) / Fitted | Made in U.K. 2 Years Warranty |  | 23470 | 2022-02-01 | 0 | 0 | 0 | 0 | 0 | 0
Axis AX Series Option / Expansion Modules |  | AX-PSU | PSU Module 5A (fits to AX-CTL2 or Ax-CTL4) | Made in U.K. 2 Years Warranty |  | 23470 | 2022-02-01 | 0 | 0 | 0 | 0 | 0 | 0
Axis AX Series Option / Expansion Modules |  | AX-PSU6 | PSU Module for use with AV-AMP-80 | Made in U.K. 2 Years Warranty |  | 23470 | 2022-02-01 | 0 | 0 | 0 | 0 | 0 | 0
Axis AX Series Option / Expansion Modules |  | AX-RL4/F | Peripheral 4-way relay card / Fitted | Made in U.K. 2 Years Warranty |  | 15510 | 2022-02-01 | 0 | 0 | 0 | 0 | 0 | 0
Axis AX Series Option / Expansion Modules |  | AX-RL4 | Peripheral 4-way relay card | Made in U.K. 2 Years Warranty |  | 15510 | 2022-02-01 | 0 | 0 | 0 | 0 | 0 | 0
Axis AX Series Option / Expansion Modules |  | AX-RL8 | 8-Way Relay Module | Made in U.K. 2 Years Warranty |  | 19960 | 2022-02-01 | 0 | 0 | 0 | 0 | 0 | 0
Axis AX Series Option / Expansion Modules |  | AX-RL8/F | 8-Way Relay Module / Fitted | Made in U.K. 2 Years Warranty |  | 19960 | 2022-02-01 | 0 | 0 | 0 | 0 | 0 | 0
Axis AX Series Option / Expansion Modules |  | AX-012 | Ax series Thermal Panel Printer Module w/mounting hardware | Made in U.K. 2 Years Warranty |  | 23470 | 2022-02-01 | 0 | 0 | 0 | 0 | 0 | 0
Axis AX Series Option / Expansion Modules |  | AX-012/F | Ax series Thermal Panel Printer Module w/mounting hardware / Fitted | Made in U.K. 2 Years Warranty |  | 23470 | 2022-02-01 | 0 | 0 | 0 | 0 | 0 | 0
Axis AX Series Option / Expansion Modules |  | AX-KSW/F | 2-position key switch assembly / Fitted | Made in U.K. 2 Years Warranty |  | 5260 | 2022-02-01 | 0 | 0 | 0 | 0 | 0 | 0
Axis AX Series Option / Expansion Modules |  | AX-KSW | 2-position key switch assembly | Made in U.K. 2 Years Warranty |  | 5260 | 2022-02-01 | 0 | 0 | 0 | 0 | 0 | 0
Axis AX Series Option / Expansion Modules |  | AX-MDM | Modem Card (24V) | Made in U.K. 2 Years Warranty |  | 24000 | 2022-02-01 | 0 | 0 | 0 | 0 | 0 | 0
Axis AX Series Option / Expansion Modules |  | AX-MDM/F | Modem Card (24V) / Fitted | Made in U.K. 2 Years Warranty |  | 24000 | 2022-02-01 | 0 | 0 | 0 | 0 | 0 | 0
Axis AX Series Option / Expansion Modules |  | AX-ASW-16 | 16 Switches each c/w three integrated LED's (Red,Green,Yelow) | Made in U.K. 2 Years Warranty |  | 20670 | 2022-02-01 | 0 | 0 | 0 | 0 | 0 | 0
Axis AX Series Option / Expansion Modules |  | AX-IO48 | 16 Switch Inputs and 48 LED driver outputs. Upports up to 5 AX-RL10 | Made in U.K. 2 Years Warranty |  | 18310 | 2022-02-01 | 0 | 0 | 0 | 0 | 0 | 0
Axis AX Series Option / Expansion Modules |  | AX-ACM6 | Fan Control Module | Made in U.K. 2 Years Warranty |  | 19720 | 2022-02-01 | 0 | 0 | 0 | 0 | 0 | 0
Axis AX Series Option / Expansion Modules |  | AX-RL10 | 10-Way Relay card for use with AX-I/O48 | Made in U.K. 2 Years Warranty |  | 8940 | 2022-02-01 | 0 | 0 | 0 | 0 | 0 | 0
Axis AX Series Option / Expansion Modules |  | AX-CZM | Peripheral Conventional Zone Card (4 x Class A or 8 x Class B) | Made in U.K. 2 Years Warranty |  | 25830 | 2022-02-01 | 0 | 0 | 0 | 0 | 0 | 0
Axis AX Series Option / Expansion Modules |  | AX-SEB | Serial Expansion board | Made in U.K. 2 Years Warranty |  | 4290 | 2022-02-01 | 0 | 0 | 0 | 0 | 0 | 0
Axis AX Series Option / Expansion Modules |  | AX-PENN | Peripheral Expansion Network Module. Interfaces to style 4 network and supports all PBUS modules. | Made in U.K. 2 Years Warranty |  | 29160 | 2022-02-01 | 0 | 0 | 0 | 0 | 0 | 0
Axis AX Series Option / Expansion Modules |  | AX-PENN/ST7 | Peripheral Expansion Network Module. Interfaces to style 7 network and supports all PBUS modules. | Made in U.K. 2 Years Warranty |  | 64250 | 2022-02-01 | 0 | 0 | 0 | 0 | 0 | 0
Axis AX Series Option / Expansion Modules |  | AX-DACT-D9068P | Digital Alarm Communicator PCB, FACP powered | Made in U.K. 2 Years Warranty |  | 6680 | 2022-02-01 | 0 | 0 | 0 | 0 | 0 | 0
Axis AX Series Option / Expansion Modules |  | AX-DACT-PRG | LCD keypad for programming D9068DACT | Made in U.K. 2 Years Warranty |  | 7490 | 2022-02-01 | 0 | 0 | 0 | 0 | 0 | 0
Audio Amplifier |  | AX-AMP-80 | Audio Amplifier Module 2x40 25Vrms speaker output w/mounting plate | Made in U.K. 2 Years Warranty |  | 57680 | 2022-02-01 | 0 | 0 | 0 | 0 | 0 | 0
Audio Amplifier |  | AV-V70 | 70V Audio Converter and Cabinet | Made in U.K. 2 Years Warranty |  | 13140 | 2022-02-01 | 0 | 0 | 0 | 0 | 0 | 0
Audio Amplifier |  | AV-V70-KIT | 70V Audio Converter PCB and XFMR | Made in U.K. 2 Years Warranty |  | 9380 | 2022-02-01 | 0 | 0 | 0 | 0 | 0 | 0
Audio Amplifier |  | AV-ZS | Audio Zone Splitter, splits 1x40W into 4, or 2x40W in to 2 each | Made in U.K. 2 Years Warranty |  | 11740 | 2022-02-01 | 0 | 0 | 0 | 0 | 0 | 0
Audio Amplifier |  | AV-ZS-CM | Splitter switch module mounts to inner door of AV-VBM. Allows to select up to 4 speaker zones | Made in U.K. 2 Years Warranty |  | 12620 | 2022-02-01 | 0 | 0 | 0 | 0 | 0 | 0
Audio Panels |  | AV-VB | Audio Booster Panel | Made in U.K. 2 Years Warranty |  | 67660 | 2022-02-01 | 0 | 0 | 0 | 0 | 0 | 0
Audio Panels |  | AV-VBM | Audio Booster Panel with Microphone | Made in U.K. 2 Years Warranty |  | 101190 | 2022-02-01 | 0 | 0 | 0 | 0 | 0 | 0
Microphone Components |  | AV-MIC | Microphone w/encosure mounts to "V" Series and Command Centres | Made in U.K. 2 Years Warranty |  | 17000 | 2022-02-01 | 0 | 0 | 0 | 0 | 0 | 0
Microphone Components |  | AV-RMIC | Remote Microphone, cabinet and panel interface | Made in U.K. 2 Years Warranty |  | 36600 | 2022-02-01 | 0 | 0 | 0 | 0 | 0 | 0
Microphone Components |  | AV-MIC-REM | Remote Microphone and cabinet | Made in U.K. 2 Years Warranty |  | 32830 | 2022-02-01 | 0 | 0 | 0 | 0 | 0 | 0
Microphone Components |  | AV-RMI | Remote Microphone panel Interface (mounts inside AV-VBM or fire panel) | Made in U.K. 2 Years Warranty |  | 3780 | 2022-02-01 | 0 | 0 | 0 | 0 | 0 | 0
Microphone Components |  | AV-RM-PCB | Spare AV-MIC-REM PCB | Made in U.K. 2 Years Warranty |  | 7620 | 2022-02-01 | 0 | 0 | 0 | 0 | 0 | 0
Fire Fighter Emergency Phone System |  | AV-TEL | Fire Fighter Phone with Riser Card Mounts to "V" Series and Command Centre | Made in U.K. 2 Years Warranty |  | 22600 | 2022-02-01 | 0 | 0 | 0 | 0 | 0 | 0
Fire Fighter Emergency Phone System |  | AV-JACK | Fire Fighter Addressable Phone Jack, Single Gang Mounted | Made in U.K. 2 Years Warranty |  | 4220 | 2022-02-01 | 0 | 0 | 0 | 0 | 0 | 0
Fire Fighter Emergency Phone System |  | AV-SC-5 | Fire Fighter Phone Cabinet Holds 5 Handset Phones | Made in U.K. 2 Years Warranty |  | 9420 | 2022-02-01 | 0 | 0 | 0 | 0 | 0 | 0
Fire Fighter Emergency Phone System |  | AV-SC-10 | Fire Fighter Phone Cabinet Holds 10 Handset Phones | Made in U.K. 2 Years Warranty |  | 13140 | 2022-02-01 | 0 | 0 | 0 | 0 | 0 | 0
Fire Fighter Emergency Phone System |  | AV-PHONE | Portable Fire Fighter Phone Hand set | Made in U.K. 2 Years Warranty |  | 4550 | 2022-02-01 | 0 | 0 | 0 | 0 | 0 | 0
Fire Fighter Emergency Phone System |  | AV-TEL-RISE6 | Riser 6 Interface and plate, mounts to Command Centres | Made in U.K. 2 Years Warranty |  | 33800 | 2022-02-01 | 0 | 0 | 0 | 0 | 0 | 0
Fire Fighter Emergency Phone System |  | AV-TEL6-REM | Riser 6 Interface, Ax-PSU6 and Cabinet | Made in U.K. 2 Years Warranty |  | 65650 | 2022-02-01 | 0 | 0 | 0 | 0 | 0 | 0
Fire Fighter Emergency Phone System |  | AV-TEL6-CAB | Riser 6 Remote Cabinet only | Made in U.K. 2 Years Warranty |  | 13670 | 2022-02-01 | 0 | 0 | 0 | 0 | 0 | 0
Fire Fighter Emergency Phone System |  | AV-TEL-MCCS | Fire Fighter Phone for use with Riser 6, mounts to 'V' Series and Command Centres | Made in U.K. 2 Years Warranty |  | 20670 | 2022-02-01 | 0 | 0 | 0 | 0 | 0 | 0
Fire Fighter Emergency Phone System |  | AV-TEL-RISE | AV-TEL Single Riser Replacement PCB | Made in U.K. 2 Years Warranty |  | 5540 | 2022-02-01 | 0 | 0 | 0 | 0 | 0 | 0
Fire Fighter Emergency Phone System |  | AV-TEL-RMCCS | Spare AV-TEL-MCCS PCB | Made in U.K. 2 Years Warranty |  | 4220 | 2022-02-01 | 0 | 0 | 0 | 0 | 0 | 0
Fire Fighter Emergency Phone System |  | AV-CJACK | Conventional Firefighter Phone Jack w/active LED | Made in U.K. 2 Years Warranty |  | 2200 | 2022-02-01 | 0 | 0 | 0 | 0 | 0 | 0
Fire Fighter Emergency Phone System |  | AV-CTEL | Conventional Firefighter Phone Jack interface module. Mounts to I/O module. | Made in U.K. 2 Years Warranty |  | 3300 | 2022-02-01 | 0 | 0 | 0 | 0 | 0 | 0
Fire Fighter Emergency Phone System |  | AX-DCF | DC Supply Filter Module. Use when power supplied to riser module is same as microphone bus amplifier. | Made in U.K. 2 Years Warranty |  | 5000 | 2022-02-01 | 0 | 0 | 0 | 0 | 0 | 0
Axis AX Series Network Cards |  | AX-NET4 | Panel Network Card (Style 4) | Made in U.K. 2 Years Warranty |  | 14110 | 2022-02-01 | 0 | 0 | 0 | 0 | 0 | 0
Axis AX Series Network Cards |  | AX-NET7 | Panel Network Card (Style 7) | Made in U.K. 2 Years Warranty |  | 35200 | 2022-02-01 | 0 | 0 | 0 | 0 | 0 | 0
Axis AX Series Network Cards |  | AX-DCI | 24VDC - 24VDC Convertor / Isolator | Made in U.K. 2 Years Warranty |  | 6580 | 2022-02-01 | 0 | 0 | 0 | 0 | 0 | 0
Axis AX Series Network Cards |  | MXP-631-MM | Ad-Net / Fibre Optic Converter Multi-Mode | Made in U.K. 2 Years Warranty |  | 36160 | 2022-02-01 | 0 | 0 | 0 | 0 | 0 | 0
Axis AX Series Network Cards |  | MXP-631-SM | Ad-Net / Fibre Optic Converter Single-Mode | Made in U.K. 2 Years Warranty |  | 55320 | 2022-02-01 | 0 | 0 | 0 | 0 | 0 | 0
Axis AX Series Network Annunciators |  | AX-ANN-D | Remote Display Annunciator (Style 4) | Made in U.K. 2 Years Warranty |  | 37030 | 2022-02-01 | 0 | 0 | 0 | 0 | 0 | 0
Axis AX Series Network Annunciators |  | AX-ANN-D/ST7 | Remote Display Annunciator (Style 7) | Made in U.K. 2 Years Warranty |  | 72220 | 2022-02-01 | 0 | 0 | 0 | 0 | 0 | 0
Axis AX Series Network Annunciators |  | AX-ANN-C | Remote Control Annunciator (Style 4) | Made in U.K. 2 Years Warranty |  | 46400 | 2022-02-01 | 0 | 0 | 0 | 0 | 0 | 0
Axis AX Series Network Annunciators |  | AX-ANN-C/ST7 | Remote Control Annunciator (Style 7) | Made in U.K. 2 Years Warranty |  | 79220 | 2022-02-01 | 0 | 0 | 0 | 0 | 0 | 0
Axis AX Series Network Annunciators |  | AXM-006 | SPARE AX-ANN Back Box | Made in U.K. 2 Years Warranty |  | 4730 | 2022-02-01 | 0 | 0 | 0 | 0 | 0 | 0
Axis AX Series Network Annunciators |  | AXM-007 | SPARE AX-ANN Cover | Made in U.K. 2 Years Warranty |  | 3330 | 2022-02-01 | 0 | 0 | 0 | 0 | 0 | 0
Axis AX Series Network Annunciators |  | AXM-008 | AX-ANN Bezel - Semi Flush | Made in U.K. 2 Years Warranty |  | 3330 | 2022-02-01 | 0 | 0 | 0 | 0 | 0 | 0
Axis AX Series Network Annunciators |  | AX-ANN-TP | Tamper proof enclosure for ANN series Annunciator. Surface Mount, lockable | Made in U.K. 2 Years Warranty |  | 8630 | 2022-02-01 | 0 | 0 | 0 | 0 | 0 | 0
Axis AX Series Network Annunciators |  | AX-ANN-WP | Tamper proof enclosure for ANN series Annunciator. Surface Mount, lockable with 24Vdc Heater | Made in U.K. 2 Years Warranty |  | 12090 | 2022-02-01 | 0 | 0 | 0 | 0 | 0 | 0
Axis AX Series LED Annunciators |  | AX-LED16RY | LED Annunciator Module 16-Zone Red/Yellow | Made in U.K. 2 Years Warranty |  | 14110 | 2022-02-01 | 0 | 0 | 0 | 0 | 0 | 0
Axis AX Series LED Annunciators |  | AX-LED16RY/F | LED Annunciator Module 16-Zone Red/Yellow / Fitted | Made in U.K. 2 Years Warranty |  | 14110 | 2022-02-01 | 0 | 0 | 0 | 0 | 0 | 0
Axis AX Series LED Annunciators |  | AX-LED32R/F | LED Annunciator Module 32-Zone Red / Fitted | Made in U.K. 2 Years Warranty |  | 14110 | 2022-02-01 | 0 | 0 | 0 | 0 | 0 | 0
Axis AX Series LED Annunciators |  | AX-LED32R | LED Annunciator Module 32-Zone Red | Made in U.K. 2 Years Warranty |  | 14110 | 2022-02-01 | 0 | 0 | 0 | 0 | 0 | 0
Axis AX Series LED Annunciators |  | AX-LED32Y/F | LED Annunciator Module 32-Zone Yellow | Made in U.K. 2 Years Warranty |  | 14110 | 2022-02-01 | 0 | 0 | 0 | 0 | 0 | 0
Axis AX Series LED Annunciators |  | AX-LED32Y | LED Annunciator Module 32-Zone Yellow | Made in U.K. 2 Years Warranty |  | 14110 | 2022-02-01 | 0 | 0 | 0 | 0 | 0 | 0
Axis AX Series LED Annunciators |  | AX-LZA-CAB1 | Local Zone Annunciator Cabinet - Single Module | Made in U.K. 2 Years Warranty |  | 7620 | 2022-02-01 | 0 | 0 | 0 | 0 | 0 | 0
Axis AX Series LED Annunciators |  | AX-LZA-CAB2 | Local Zone Annunciator Cabinet - Double Module | Made in U.K. 2 Years Warranty |  | 9380 | 2022-02-01 | 0 | 0 | 0 | 0 | 0 | 0
Axis AX Series LED Annunciators |  | AX-LZA-CAB4 | Local Zone Annunciator Cabinet -4 x Module | Made in U.K. 2 Years Warranty |  | 14710 | 2022-02-01 | 0 | 0 | 0 | 0 | 0 | 0
Axis AX Series LED Annunciators |  | AX-LZA-CAB1-TR | Trim Ring | Made in U.K. 2 Years Warranty |  | 2890 | 2022-02-01 | 0 | 0 | 0 | 0 | 0 | 0
Axis AX Series LED Annunciators |  | AX-LZA-CAB2-TR | Trim Ring | Made in U.K. 2 Years Warranty |  | 3330 | 2022-02-01 | 0 | 0 | 0 | 0 | 0 | 0
Axis AX Series LED Annunciators |  | AX-LZA-CAB4-TR | Trim Ring | Made in U.K. 2 Years Warranty |  | 3690 | 2022-02-01 | 0 | 0 | 0 | 0 | 0 | 0
Axis AX Series Network Interfaces |  | AX-BMS | BMS / Graphics Interface (Boxed) Style 4 | Made in U.K. 2 Years Warranty |  | 37030 | 2022-02-01 | 0 | 0 | 0 | 0 | 0 | 0
Axis AX Series Network Interfaces |  | AX-BMS/ST7 | BMS / Graphics Interface (Boxed) Style 7 | Made in U.K. 2 Years Warranty |  | 70120 | 2022-02-01 | 0 | 0 | 0 | 0 | 0 | 0
Axis AX Series Network Interfaces |  | AX-BMS-PCB | BMS / Graphics Interface - Card & Spares Kit | Made in U.K. 2 Years Warranty |  | 28280 | 2022-02-01 | 0 | 0 | 0 | 0 | 0 | 0
Axis AX Series Network Interfaces |  | AX-BMS-PCB/ST7 | BMS / Graphics Interface - Card & Spares Kit Style 7 | Made in U.K. 2 Years Warranty |  | 64250 | 2022-02-01 | 0 | 0 | 0 | 0 | 0 | 0
Axis AX Series Network Interfaces |  | AX-LAN | IP Gateway (Boxed) Style 4 | Made in U.K. 2 Years Warranty |  | 46400 | 2022-02-01 | 0 | 0 | 0 | 0 | 0 | 0
Axis AX Series Network Interfaces |  | AX-LAN/ST7 | IP Gateway (Boxed) Style 7 | Made in U.K. 2 Years Warranty |  | 81680 | 2022-02-01 | 0 | 0 | 0 | 0 | 0 | 0
Axis AX Series Network Interfaces |  | AX-LAN-PCB | IP Gateway - Card & Spares Kit | Made in U.K. 2 Years Warranty |  | 38252 | 2022-02-01 | 0 | 0 | 0 | 0 | 0 | 0
Axis AX Series Network Interfaces |  | AX-LAN-PCB/ST7 | IP Gateway - Card & Spares Kit Style 7 | Made in U.K. 2 Years Warranty |  | 73700 | 2022-02-01 | 0 | 0 | 0 | 0 | 0 | 0
Axis AX Series Network Interfaces |  | AX-LAN-CAB | IP Gateway / BMS - Enclosure | Made in U.K. 2 Years Warranty |  | 8060 | 2022-02-01 | 0 | 0 | 0 | 0 | 0 | 0
Axis AX Series Software and Leads |  | AXPC-NET-003 | AX Config Software And Lead | Made in U.K. 2 Years Warranty |  | 7020 | 2022-02-01 | 0 | 0 | 0 | 0 | 0 | 0
Axis AX Series Software and Leads |  | AXPCNET-018 | AV-AMP-80 Message Configuration Tool | Made in U.K. 2 Years Warranty |  | 7020 | 2022-02-01 | 0 | 0 | 0 | 0 | 0 | 0
Axis AX Series Software and Leads |  | UP-001 | RS232 9-way to 3-way plug in connector (MX upload/download lead) | Made in U.K. 2 Years Warranty |  | 2020 | 2022-02-01 | 0 | 0 | 0 | 0 | 0 | 0
Axis AX Series Software and Leads |  | UP-006 | USB upload /download lead for MX config software | Made in U.K. 2 Years Warranty |  | 8060 | 2022-02-01 | 0 | 0 | 0 | 0 | 0 | 0
Dynamix Tools PC Software |  | PC-NET-005-L1 | Graphical Control software* Standard version up to 3 panels | Made in U.K. |  | 202890 | 2022-02-01 | 0 | 0 | 0 | 0 | 0 | 0
Dynamix Tools PC Software |  | PC-NET-005-L2 | Graphical Control software* Standard version up to 15 panels | Made in U.K. |  | 289720 | 2022-02-01 | 0 | 0 | 0 | 0 | 0 | 0
Dynamix Tools PC Software |  | PC-NET-005-L2P | Graphical Control software* Premium version up to 15 panels | Made in U.K. |  | 434720 | 2022-02-01 | 0 | 0 | 0 | 0 | 0 | 0
Dynamix Tools PC Software |  | PC-NET-005-L3 | Graphical Control software* Standard version up to 200 panels | Made in U.K. |  | 541000 | 2022-02-01 | 0 | 0 | 0 | 0 | 0 | 0
Dynamix Tools PC Software |  | PC-NET-005-L3P | Graphical Control software* Premium version up to 200 panels | Made in U.K. |  | 666600 | 2022-02-01 | 0 | 0 | 0 | 0 | 0 | 0
Dynamix Tools PC Software |  | PC-NET-05-L1R-L2R | Dongle upgrade L1R - L2R | Made in U.K. 2years Warranty |  | 115110 | 2022-02-01 | 0 | 0 | 0 | 0 | 0 | 0
Dynamix Tools PC Software |  | PC-NET-05-L2R-L3R | Dongle upgrade L2R to L3R | Made in U.K. 2years Warranty |  | 279560 | 2022-02-01 | 0 | 0 | 0 | 0 | 0 | 0
Dynamix Tools PC Software |  | PC-NET-05-L2R-L2P | Dongle upgrade L2R to L2P | Made in U.K. 2years Warranty |  | 173310 | 2022-02-01 | 0 | 0 | 0 | 0 | 0 | 0
Dynamix Tools PC Software |  | PC-NET-05-L2P-L3P | Dongle upgrade L2P to L3P | Made in U.K. 2years Warranty |  | 260300 | 2022-02-01 | 0 | 0 | 0 | 0 | 0 | 0
Dynamix Tools PC Software |  | PC-NET-05-L3R-L3P | Dongle upgrade L3R to L3P | Made in U.K. 2years Warranty |  | 158690 | 2022-02-01 | 0 | 0 | 0 | 0 | 0 | 0
Sensors and Bases |  | 10-45681-211 | (AX) Apollo Branded Isolator Module Base | Made in U.K. 2years Warranty |  | 270 | 2022-02-01 | 0 | 0 | 0 | 0 | 0 | 0
Sensors and Bases |  | 58000-450AEL | AX Heat Detector | Made in U.K. 2years Warranty |  | 2740 | 2022-02-01 | 0 | 0 | 0 | 0 | 0 | 0
Sensors and Bases |  | 58000-650AEL | AX Photoelectric Smoke Detector | Made in U.K. 2years Warranty |  | 2820 | 2022-02-01 | 0 | 0 | 0 | 0 | 0 | 0
Sensors and Bases |  | 58000-750AEL | AX Multi Sensor Smoke Detector | Made in U.K. 2years Warranty |  | 3640 | 2022-02-01 | 0 | 0 | 0 | 0 | 0 | 0
Sensors and Bases |  | 55000-650AEL | XP95A Optical Detector | Made in U.K. 2years Warranty |  | 2240 | 2022-02-01 | 0 | 0 | 0 | 0 | 0 | 0
Sensors and Bases |  | 55000-450AEL | XP95A Heat Detector | Made in U.K. 2years Warranty |  | 2200 | 2022-02-01 | 0 | 0 | 0 | 0 | 0 | 0
Sensors and Bases |  | 55000-550AEL | XP95A Ionisation Detector | Made in U.K. 2years Warranty |  | 4130 | 2022-02-01 | 0 | 0 | 0 | 0 | 0 | 0
Sensors and Bases |  | 55000-886AEL | XP95A Multisensor Detector | Made in U.K. 2years Warranty |  | 3260 | 2022-02-01 | 0 | 0 | 0 | 0 | 0 | 0
Sensors and Bases |  | 45681-800ADV | Intelligent CO detector/sounder base. Standalone or attach photo, ion, heat or multi-sensor to it. The built in sounder can provide temporal 3 in the event of a smoke alarm or temporal 4 if carbon monoxide is detected. For sounder synchronization of multiple units, use MB-SDRT-SM Sync Module. | Made in U.K. 2years Warranty |  | 9180 | 2022-02-01 | 0 | 0 | 0 | 0 | 0 | 0
Sensors and Bases |  | 45681-210AEL | AX Detector Base | Made in U.K. 2years Warranty |  | 230 | 2022-02-01 | 0 | 0 | 0 | 0 | 0 | 0
Sensors and Bases |  | 45681-284AEL | AX Detector Isolator Base | Made in U.K. 2years Warranty |  | 1050 | 2022-02-01 | 0 | 0 | 0 | 0 | 0 | 0
Sensors and Bases |  | 10-45681-242 | (AX) - Apollo Branded Low Power Relay Base | Made in U.K. 2years Warranty |  | 1990 | 2022-02-01 | 0 | 0 | 0 | 0 | 0 | 0
Modules |  | 55000-750AEL | AX Isolator Module | Made in U.K. 2years Warranty |  | 1730 | 2022-02-01 | 0 | 0 | 0 | 0 | 0 | 0
Modules |  | 55000-765AEL | Mini Monitor Module (Din Rail Mount) | Made in U.K. 2years Warranty |  | 3450 | 2022-02-01 | 0 | 0 | 0 | 0 | 0 | 0
Modules |  | 55000-831AEL | AX Mini Switch Monitor Module | Made in U.K. 2years Warranty |  | 5030 | 2022-02-01 | 0 | 0 | 0 | 0 | 0 | 0
Modules |  | 55000-805AEL | AX Switch Monitor Module | Made in U.K. 2years Warranty |  | 7110 | 2022-02-01 | 0 | 0 | 0 | 0 | 0 | 0
Modules |  | 55000-806AEL | AX Priority Switch Monitor Module | Made in U.K. 2years Warranty |  | 3670 | 2022-02-01 | 0 | 0 | 0 | 0 | 0 | 0
Modules |  | 55000-790AEL | AX Dual Priority Switch Monitor Module | Made in U.K. 2years Warranty |  | 4760 | 2022-02-01 | 0 | 0 | 0 | 0 | 0 | 0
Modules |  | 55000-820AEL | AX Switch Monitor Input / Output Module | Made in U.K. 2years Warranty |  | 5350 | 2022-02-01 | 0 | 0 | 0 | 0 | 0 | 0
Modules |  | 55000-825AEL | AX Sounder Control Module | Made in U.K. 2years Warranty |  | 6480 | 2022-02-01 | 0 | 0 | 0 | 0 | 0 | 0
Modules |  | 55000-863AEL | AX Relay Output Module | Made in U.K. 2years Warranty |  | 4760 | 2022-02-01 | 0 | 0 | 0 | 0 | 0 | 0
Pull Stations |  | AX-APS2-F1 | AX Manual Pull Station, Red, Single Action (Pull) | Made in U.K. 2years Warranty |  | 5400 | 2022-02-01 | 0 | 0 | 0 | 0 | 0 | 0
Pull Stations |  | AX-APS2-F2 | AX Manual Pull Station, Red, Dual Action (Push / Pull) | Made in U.K. 2years Warranty |  | 5710 | 2022-02-01 | 0 | 0 | 0 | 0 | 0 | 0
Pull Stations |  | AX-APS-BB1 | Interior Surface Back Box, Red | Made in U.K. 2years Warranty |  | 680 | 2022-02-01 | 0 | 0 | 0 | 0 | 0 | 0
Pull Stations |  | AX-APS-BB1-D | Deep Interior Surface Back box, red | Made in U.K. 2years Warranty |  | 960 | 2022-02-01 | 0 | 0 | 0 | 0 | 0 | 0
Pull Stations |  | AX-APS-BB2 | Weatherproof Die-Cast Back Box, Red | Made in U.K. 2years Warranty |  | 2680 | 2022-02-01 | 0 | 0 | 0 | 0 | 0 | 0
Pull Stations |  | AX-APS-BB2-D | Deep Weatherproof Die-cast Back Box, Red | Made in U.K. 2years Warranty |  | 3150 | 2022-02-01 | 0 | 0 | 0 | 0 | 0 | 0
Pull Stations |  | AX-APS-KEY | Pull Station lockset c/w 1 key | Made in U.K. 2years Warranty |  | 410 | 2022-02-01 | 0 | 0 | 0 | 0 | 0 | 0
Pull Stations |  | 10-56000-005 | Polycarbonate Pull Station | Made in U.K. 2years Warranty |  | 4150 | 2022-02-01 | 0 | 0 | 0 | 0 | 0 | 0
Pull Stations |  | 10-56000-006 | Back box for polycarbonate pull station | Made in U.K. 2years Warranty |  | 1280 | 2022-02-01 | 0 | 0 | 0 | 0 | 0 | 0
Loop Powered Sounders and Beacons |  | 55000-042AEL | Open Area Sounder (UL) - White | Made in U.K. 2years Warranty |  | 4450 | 2022-02-01 | 0 | 0 | 0 | 0 | 0 | 0
Loop Powered Sounders and Beacons |  | 45681-525AEL | Combination Sounder Beacon Base - Yellow LED | Made in U.K. 2years Warranty |  | 5560 | 2022-02-01 | 0 | 0 | 0 | 0 | 0 | 0
Loop Powered Sounders and Beacons |  | 58000-011AEL | Enhanced Open Area Sounder Beacon (red lens) | Made in U.K. 2years Warranty |  | 6010 | 2022-02-01 | 0 | 0 | 0 | 0 | 0 | 0
Loop Powered Sounders and Beacons |  | 58000-012AEL | Enhanced Open Area Sounder Beacon (white lens) | Made in U.K. 2years Warranty |  | 7340 | 2022-02-01 | 0 | 0 | 0 | 0 | 0 | 0
Loop Powered Sounders and Beacons |  | 45681-527AEL | Enhanced Sounder Beacon Base (yellow LEDs) | Made in U.K. 2years Warranty |  | 7340 | 2022-02-01 | 0 | 0 | 0 | 0 | 0 | 0
Loop Powered Sounders and Beacons |  | 55000-877AEL | Loop Powered Beacon Red | Made in U.K. 2years Warranty |  | 3520 | 2022-02-01 | 0 | 0 | 0 | 0 | 0 | 0
Loop Powered Sounders and Beacons |  | 55000-878AEL | Loop Powered Beacon Clear with Red LED's | Made in U.K. 2years Warranty |  | 6440 | 2022-02-01 | 0 | 0 | 0 | 0 | 0 | 0
Loop Powered Sounders and Beacons |  | 55000-879AEL | Loop Powered Beacon amber | Made in U.K. 2years Warranty |  | 6440 | 2022-02-01 | 0 | 0 | 0 | 0 | 0 | 0
Loop Powered Sounders and Beacons |  | 45681-292AEL | White base cap | Made in U.K. 2years Warranty |  | 310 | 2022-02-01 | 0 | 0 | 0 | 0 | 0 | 0
Loop Powered Sounders and Beacons |  | 45681-293AEL | Red base cap | Made in U.K. 2years Warranty |  | 310 | 2022-02-01 | 0 | 0 | 0 | 0 | 0 | 0
Wall & Ceiling mount Horn, Horn/strobe & Strobe |  | GEH-24WR | Gentex 24VDC Horn, Square, 7 tones, Wall Mount, Red (Commander 2 Series) | Made in U.K. 2years Warranty |  | 1770 | 2022-02-01 | 0 | 0 | 0 | 0 | 0 | 0
Wall & Ceiling mount Horn, Horn/strobe & Strobe |  | GEH-24WW | Gentex 24VDC Horn, Square, 7 tones, Wall Mount, White (Commander 2 Series) | Made in U.K. 2years Warranty |  | 1770 | 2022-02-01 | 0 | 0 | 0 | 0 | 0 | 0
Wall & Ceiling mount Horn, Horn/strobe & Strobe |  | GEC3-24WR | Gentex 24VDC Horn/Strobe, 7 tones, Wall Mount, Red (Commander 3 Series) | Made in U.K. 2years Warranty |  | 3880 | 2022-02-01 | 0 | 0 | 0 | 0 | 0 | 0
Wall & Ceiling mount Horn, Horn/strobe & Strobe |  | GEC3-24WW | Gentex 24VDC Horn/Strobe, 7 tones, Wall Mount, White (Commander 3 Series) | Made in U.K. 2years Warranty |  | 3880 | 2022-02-01 | 0 | 0 | 0 | 0 | 0 | 0
Wall & Ceiling mount Horn, Horn/strobe & Strobe |  | GCC24CR | Gentex 24VDC Horn/Strobe, 7 tones, Ceiling Mount, Red (Commander 4 Series) | Made in U.K. 2years Warranty |  | 4240 | 2022-02-01 | 0 | 0 | 0 | 0 | 0 | 0
Wall & Ceiling mount Horn, Horn/strobe & Strobe |  | GCC24CW | Gentex 24VDC Horn/Strobe, 7 tones, Ceiling Mount, White (Commander 4 Series) | Made in U.K. 2years Warranty |  | 4240 | 2022-02-01 | 0 | 0 | 0 | 0 | 0 | 0
Wall & Ceiling mount Horn, Horn/strobe & Strobe |  | GES3-24WR | Gentex 24VDC Strobe, Square, Wall Mount, Red (Commander 3 Series) | Made in U.K. 2years Warranty |  | 2930 | 2022-02-01 | 0 | 0 | 0 | 0 | 0 | 0
Wall & Ceiling mount Horn, Horn/strobe & Strobe |  | GES3-24WW | Gentex 24VDC Strobe, Square, Wall Mount, White (Commander 3 Series) | Made in U.K. 2years Warranty |  | 2930 | 2022-02-01 | 0 | 0 | 0 | 0 | 0 | 0
Wall & Ceiling mount Horn, Horn/strobe & Strobe |  | GCS24CR | Gentex 24VDC Strobe, Ceiling Mount, Red (Commander 4 Series) | Made in U.K. 2years Warranty |  | 3230 | 2022-02-01 | 0 | 0 | 0 | 0 | 0 | 0
Wall & Ceiling mount Horn, Horn/strobe & Strobe |  | GCS24CW | Gentex 24VDC Strobe, Ceiling Mount, White (Commander 4 Series) | Made in U.K. 2years Warranty |  | 3230 | 2022-02-01 | 0 | 0 | 0 | 0 | 0 | 0
Wall & Ceiling mount Horn, Horn/strobe & Strobe |  | WGEC24-75WR | Gentex Weatherproof 24VDC Horn/Strobe, Wall Mount, Red w/GOE Enclosure | Made in U.K. 2years Warranty |  | 5740 | 2022-02-01 | 0 | 0 | 0 | 0 | 0 | 0
Wall & Ceiling mount Horn, Horn/strobe & Strobe |  | WGEC24-75WW | Gentex Weatherproof 24VDC Horn/Strobe, Wall Mount, White w/GOE Enclosure | Made in U.K. 2years Warranty |  | 5740 | 2022-02-01 | 0 | 0 | 0 | 0 | 0 | 0
Wall & Ceiling mount Horn, Horn/strobe & Strobe |  | WGEC24-75WRLP | Gentex Low Profile Weatherproof 24VDC Horn/Strobe, Wall Mount, Red | Made in U.K. 2years Warranty |  | 5740 | 2022-02-01 | 0 | 0 | 0 | 0 | 0 | 0
Wall & Ceiling mount Horn, Horn/strobe & Strobe |  | WGEC24-75WWLP | Gentex Low Profile Weatherproof 24VDC Horn/Strobe, Wall Mount, White | Made in U.K. 2years Warranty |  | 5740 | 2022-02-01 | 0 | 0 | 0 | 0 | 0 | 0
Wall & Ceiling mount Horn, Horn/strobe & Strobe |  | WGES24-75WR | Gentex Weatherproof 24VDC Strobe, Wall Mount, Red w/GOE Enclosure | Made in U.K. 2years Warranty |  | 4830 | 2022-02-01 | 0 | 0 | 0 | 0 | 0 | 0
Wall & Ceiling mount Horn, Horn/strobe & Strobe |  | WGES24-75WW | Gentex Weatherproof 24VDC Strobe, Wall Mount, White w/GOE Enclosure | Made in U.K. 2years Warranty |  | 4830 | 2022-02-01 | 0 | 0 | 0 | 0 | 0 | 0
Wall & Ceiling mount Horn, Horn/strobe & Strobe |  | WGES24-75WRLP | Gentex Low Profile Weatherproof 24VDC Strobe, Wall Mount, Red | Made in U.K. 2years Warranty |  | 4830 | 2022-02-01 | 0 | 0 | 0 | 0 | 0 | 0
Wall & Ceiling mount Horn, Horn/strobe & Strobe |  | WGES24-75WWLP | Gentex Low Profile Weatherproof 24VDC Strobe, Wall Mount, White | Made in U.K. 2years Warranty |  | 4830 | 2022-02-01 | 0 | 0 | 0 | 0 | 0 | 0
520Hz Sounder Products |  | GHLFR | Gentex Horn Low Frequency, Red | Made in U.K. 2years Warranty |  | 4180 | 2022-02-01 | 0 | 0 | 0 | 0 | 0 | 0
520Hz Sounder Products |  | GHLFW | Gentex Horn Low Frequency, White | Made in U.K. 2years Warranty |  | 4180 | 2022-02-01 | 0 | 0 | 0 | 0 | 0 | 0
520Hz Sounder Products |  | GHSLF15R | Low frequency horn strobe, 15 candela, red | Made in U.K. 2years Warranty |  | 7300 | 2022-02-01 | 0 | 0 | 0 | 0 | 0 | 0
520Hz Sounder Products |  | GHSLF15W | Low frequency horn strobe, 15 candela, white | Made in U.K. 2years Warranty |  | 7300 | 2022-02-01 | 0 | 0 | 0 | 0 | 0 | 0
520Hz Sounder Products |  | GHSLF110R | Low frequency horn strobe, 110 candela, red | Made in U.K. 2years Warranty |  | 7300 | 2022-02-01 | 0 | 0 | 0 | 0 | 0 | 0
520Hz Sounder Products |  | GHSLF110W | Low frequency horn strobe, 110 candela, white | Made in U.K. 2years Warranty |  | 7300 | 2022-02-01 | 0 | 0 | 0 | 0 | 0 | 0
520Hz Sounder Products |  | GHSLF177R | Low frequency horn strobe, 177 candela, red | Made in U.K. 2years Warranty |  | 7300 | 2022-02-01 | 0 | 0 | 0 | 0 | 0 | 0
520Hz Sounder Products |  | GHSLF177W | Low frequency horn strobe, 177 candela, white | Made in U.K. 2years Warranty |  | 7300 | 2022-02-01 | 0 | 0 | 0 | 0 | 0 | 0
BELLS |  | GB6-24 | 6" 24 volt electric bell | Made in U.K. 2years Warranty |  | 2220 | 2022-02-01 | 0 | 0 | 0 | 0 | 0 | 0
BELLS |  | GB10-24 | 24VDC 10" Bell | Made in U.K. 2years Warranty |  | 2870 | 2022-02-01 | 0 | 0 | 0 | 0 | 0 | 0
Notification Appliances (Speaker and Speaker strobe) |  | SSPKCLPR | Gentex Speaker Wall or Ceiling Mount, Red | Made in U.K. 2years Warranty |  | 2380 | 2022-02-01 | 0 | 0 | 0 | 0 | 0 | 0
Notification Appliances (Speaker and Speaker strobe) |  | SSPKCLPW | Gentex Speaker Wall or Ceiling Mount, White | Made in U.K. 2years Warranty |  | 2380 | 2022-02-01 | 0 | 0 | 0 | 0 | 0 | 0
Notification Appliances (Speaker and Speaker strobe) |  | SSPK24CLPR | Gentex Speaker/Strobe, Ceiling Mount, Red | Made in U.K. 2years Warranty |  | 5800 | 2022-02-01 | 0 | 0 | 0 | 0 | 0 | 0
Notification Appliances (Speaker and Speaker strobe) |  | SSPK24CLPW | Gentex Speaker/Strobe, Ceiling Mount, White | Made in U.K. 2years Warranty |  | 5800 | 2022-02-01 | 0 | 0 | 0 | 0 | 0 | 0
Notification Appliances (Speaker and Speaker strobe) |  | SSPK24WLPR | Gentex Speaker/Strobe, Wall Mount, Red | Made in U.K. 2years Warranty |  | 5540 | 2022-02-01 | 0 | 0 | 0 | 0 | 0 | 0
Notification Appliances (Speaker and Speaker strobe) |  | SSPK24WLPW | Gentex Speaker/Strobe, Wall Mount, White | Made in U.K. 2years Warranty |  | 5540 | 2022-02-01 | 0 | 0 | 0 | 0 | 0 | 0
STYLE 4 |  |  | 1 Loop Panel Configuration with Telephone - Style 4 | Made in U.K. 2years Warranty |  | 202710 | 2022-02-01 | 0 | 0 | 0 | 0 | 0 | 0
STYLE 4 |  |  | 2 Loop Panel Configuration with Telephone - Style 4 | Made in U.K. 2years Warranty |  | 213040 | 2022-02-01 | 0 | 0 | 0 | 0 | 0 | 0
STYLE 4 |  |  | 3-4 Loop Panel Configuration with Telephone - Style 4 | Made in U.K. 2years Warranty |  | 242620 | 2022-02-01 | 0 | 0 | 0 | 0 | 0 | 0
STYLE 4 |  |  | 5 Loop Panel Configuration with Telephone - Style 4 | Made in U.K. 2years Warranty |  | 379800 | 2022-02-01 | 0 | 0 | 0 | 0 | 0 | 0
STYLE 4 |  |  | 6 Loop Panel Configuration with Telephone - Style 4 | Made in U.K. 2years Warranty |  | 390120 | 2022-02-01 | 0 | 0 | 0 | 0 | 0 | 0
STYLE 4 |  |  | 7-8 Loop Panel Configuration with Telephone - Style 4 | Made in U.K. 2years Warranty |  | 419700 | 2022-02-01 | 0 | 0 | 0 | 0 | 0 | 0
STYLE 7 |  |  | 1 Loop Panel Configuration with Telephone - Style 7 | Made in U.K. 2years Warranty |  | 202710 | 2022-02-01 | 0 | 0 | 0 | 0 | 0 | 0
STYLE 7 |  |  | 2 Loop Panel Configuration with Telephone - Style 7 | Made in U.K. 2years Warranty |  | 213040 | 2022-02-01 | 0 | 0 | 0 | 0 | 0 | 0
STYLE 7 |  |  | 3-4 Loop Panel Configuration with Telephone - Style 7 | Made in U.K. 2years Warranty |  | 242620 | 2022-02-01 | 0 | 0 | 0 | 0 | 0 | 0
STYLE 7 |  |  | 5 Loop Panel Configuration with Telephone - Style 7 | Made in U.K. 2years Warranty |  | 421990 | 2022-02-01 | 0 | 0 | 0 | 0 | 0 | 0
STYLE 7 |  |  | 6 Loop Panel Configuration with Telephone - Style 7 | Made in U.K. 2years Warranty |  | 432310 | 2022-02-01 | 0 | 0 | 0 | 0 | 0 | 0
STYLE 7 |  |  | 7-8 Loop Panel Configuration with Telephone - Style 7 | Made in U.K. 2years Warranty |  | 461900 | 2022-02-01 | 0 | 0 | 0 | 0 | 0 | 0
ADVANCED UL CUSTOMIZED PANELS WITHOUT TELEPHONE |  |  | 5 Loop Panel Configuration without Telephone - Style 4 | Made in U.K. 2years Warranty |  | 322540 | 2022-02-01 | 0 | 0 | 0 | 0 | 0 | 0
ADVANCED UL CUSTOMIZED PANELS WITHOUT TELEPHONE |  |  | 6 Loop Panel Configuration without Telephone - Style 4 | Made in U.K. 2years Warranty |  | 332870 | 2022-02-01 | 0 | 0 | 0 | 0 | 0 | 0
ADVANCED UL CUSTOMIZED PANELS WITHOUT TELEPHONE |  |  | 7-8 Loop Panel Configuration without Telephone - Style 4 | Made in U.K. 2years Warranty |  | 362450 | 2022-02-01 | 0 | 0 | 0 | 0 | 0 | 0
ADVANCED UL CUSTOMIZED PANELS WITHOUT TELEPHONE |  |  | 9 Loop Panel Configuration without Telephone - Style 4 | Made in U.K. 2years Warranty |  | 467200 | 2022-02-01 | 0 | 0 | 0 | 0 | 0 | 0
ADVANCED UL CUSTOMIZED PANELS WITHOUT TELEPHONE |  |  | 10 Loop Panel Configuration without Telephone - Style 4 | Made in U.K. 2years Warranty |  | 477490 | 2022-02-01 | 0 | 0 | 0 | 0 | 0 | 0
ADVANCED UL CUSTOMIZED PANELS WITHOUT TELEPHONE |  |  | 11-12 Loop Panel Configuration without Telephone - Style 4 | Made in U.K. 2years Warranty |  | 507070 | 2022-02-01 | 0 | 0 | 0 | 0 | 0 | 0
ADVANCED UL CUSTOMIZED PANELS WITHOUT TELEPHONE |  |  | 5 Loop Panel Configuration without Telephone - Style 7 | Made in U.K. 2years Warranty |  | 364730 | 2022-02-01 | 0 | 0 | 0 | 0 | 0 | 0
ADVANCED UL CUSTOMIZED PANELS WITHOUT TELEPHONE |  |  | 6 Loop Panel Configuration without Telephone - Style 7 | Made in U.K. 2years Warranty |  | 375060 | 2022-02-01 | 0 | 0 | 0 | 0 | 0 | 0
ADVANCED UL CUSTOMIZED PANELS WITHOUT TELEPHONE |  |  | 7-8 Loop Panel Configuration without Telephone - Style 7 | Made in U.K. 2years Warranty |  | 404640 | 2022-02-01 | 0 | 0 | 0 | 0 | 0 | 0
ADVANCED UL CUSTOMIZED PANELS WITHOUT TELEPHONE |  |  | 9 Loop Panel Configuration without Telephone - Style 7 | Made in U.K. 2years Warranty |  | 530440 | 2022-02-01 | 0 | 0 | 0 | 0 | 0 | 0
ADVANCED UL CUSTOMIZED PANELS WITHOUT TELEPHONE |  |  | 10 Loop Panel Configuration without Telephone - Style 7 | Made in U.K. 2years Warranty |  | 540770 | 2022-02-01 | 0 | 0 | 0 | 0 | 0 | 0
ADVANCED UL CUSTOMIZED PANELS WITHOUT TELEPHONE |  |  | 11-12 Loop Panel Configuration without Telephone - Style 7 | Made in U.K. 2years Warranty |  | 570310 | 2022-02-01 | 0 | 0 | 0 | 0 | 0 | 0

## FDAS_SIEMENS
CATEGORY | PART NUMBER | ITEM DESCRIPTION | PURCHASE AMOUNT (VAT INC) | Last Price Update Date | SRP (End-User) |  | DEALER's PRICE |  | CONTRACTOR's PRICE |  | REMARKS
[5 empty] | Small Volume (50% Mark-Up) | Big Volume (30% Mark-Up) | Small Volume (30% Mark-Up) | Big Volume (20% Mark-Up) | Small Volume (15% Mark-Up) | Big Volume (10% Mark-Up)
EN | S54433-C112-A1 | FC361-ZZ Fire panel (1 loop) | 51545 | 2025-09-09 | 77317.5 | 67008.5 | 67008.5 | 61854 | 59276.75 | 56699.5
| S54433-C119-A1 | FC362-ZZ FC362 Equivalent - 2 loops (available on August 2023) | 68414 | 2025-09-09 | 102621 | 88938.2 | 88938.2 | 82096.8 | 78676.1 | 75255.4
| S54310-F101-A1 | OP360 smoke detector | 1792 | 2025-09-09 | 2688 | 2329.6 | 2329.6 | 2150.4 | 2060.8 | 1971.2
| S54310-F104-A1 | HI360 heat detectors | 1444 | 2025-09-09 | 2166 | 1877.2 | 1877.2 | 1732.8 | 1660.6 | 1588.4
| S54310-F102-A1 | OH360 multi-sensor detectors | 1604 | 2025-09-09 | 2406 | 2085.2 | 2085.2 | 1924.8 | 1844.6 | 1764.4
| S54319-F11-A1 | DB721 DB721 Detector base with loop contact (1 year Warranty) | 289 | 2025-09-09 | 433.5 | 375.7 | 375.7 | 346.8 | 332.35 | 317.9
| S54319-F5-A1 | DBS720 DBS720 Sounder base (1 year Warranty) | 4851 | 2025-09-09 | 7276.5 | 6306.3 | 6306.3 | 5821.2 | 5578.65 | 5336.1
| S54311-F111-A1 | 4" Conventional Sounder Base FDM365-RP manual call points | 2965 | 2025-09-09 | 4447.5 | 3854.5 | 3854.5 | 3558 | 3409.75 | 3261.5
| A5Q00013437 | FDMH295-R Back box | 322 | 2025-09-09 | 483 | 418.6 | 418.6 | 386.4 | 370.3 | 354.2
| S54364-F105-A | FDS366-RR sounder beacon | 6409 | 2025-09-09 | 9613.5 | 8331.7 | 8331.7 | 7690.8 | 7370.35 | 7049.9
| S54364-F101-A1 | FDS364-R sounder | 4007 | 2025-09-09 | 6010.5 | 5209.1 | 5209.1 | 4808.4 | 4608.05 | 4407.7
| S54364-B1-A1 | FDB226-R FDB226-R Base (wall mounting) (1 year Warranty) | 397 | 2025-09-09 | 595.5 | 516.1 | 516.1 | 476.4 | 456.55 | 436.7
| S54329-F9-A1 | FDS183C-EN CON SOUND BEACON (EN) | 2291 | 2025-09-09 | 3436.5 | 2978.3 | 2978.3 | 2749.2 | 2634.65 | 2520.1
| S54322-F6-A1 | FDCI723 FDCI723 Zone module, external powered (1 year Warranty) | 8348 | 2025-09-09 | 12522 | 10852.4 | 10852.4 | 10017.6 | 9600.2 | 9182.8
| A5Q00001984 | FDCI222 FDCI222 Input modul 4-IN (1 year Warranty) | 6013 | 2025-09-09 | 9019.5 | 7816.9 | 7816.9 | 7215.6 | 6914.95 | 6614.3
| A5Q00002369 | FDCIO222 FDCIO222 In-/Output module 4-IN / OUT (1 year Warranty) | 16635 | 2025-09-09 | 24952.5 | 21625.5 | 21625.5 | 19962 | 19130.25 | 18298.5
| S54312-F102-A1 | 1 FDCIO361 O/P Module | 2374 | 2025-09-09 | 3561 | 3086.2 | 3086.2 | 2848.8 | 2730.1 | 2611.4
| S54312-F101-A1 | FDCI361 I/P Modules | 1978 | 2025-09-09 | 2967 | 2571.4 | 2571.4 | 2373.6 | 2274.7 | 2175.8
| S54312-F3-A1 | FDCH221 FDCH221 Housing (1 year Warranty) | 1206 | 2025-09-09 | 1809 | 1567.8 | 1567.8 | 1447.2 | 1386.9 | 1326.6
| A5Q00014104 | FT2010-A1 FT2010-A1 Floor repeater terminal (1 year Warranty) | 71545 | 2025-09-09 | 107317.5 | 93008.5 | 93008.5 | 85854 | 82276.75 | 78699.5
| A5Q00017706 | FT2011-A1 FT2011-A1 Floor repeater display (1 year Warranty) | 57351 | 2025-09-09 | 86026.5 | 74556.3 | 74556.3 | 68821.2 | 65953.65 | 63086.1
| S54372-F5-A1 | DB110 DB110 Detector Base (Collective) (1 year Warranty) | 234 | 2025-09-09 | 351 | 304.2 | 304.2 | 280.8 | 269.1 | 257.4
| S54372-F4-A1 | OP110 OP110 Smoke detector - Collective (1 year Warranty) | 2264 | 2025-09-09 | 3396 | 2943.2 | 2943.2 | 2716.8 | 2603.6 | 2490.4
| S54372-F9-A1 | HI110 HI110 Heat detector (collective,RoR) (1 year Warranty) | 1827 | 2025-09-09 | 2740.5 | 2375.1 | 2375.1 | 2192.4 | 2101.05 | 2009.7
| S54400-S122-A1 | FP120-Z1 FP120-Z1 Power supply kit A 70W (1 year Warranty) | 30945 | 2025-09-09 | 46417.5 | 40228.5 | 40228.5 | 37134 | 35586.75 | 34039.5
UL | S54433-C105-A1 | FC901-U3 50 Pt Electronic Kit - Main Board - 170W PS (1 year Warranty) | 63871 | 2025-09-09 | 95806.5 | 83032.3 | 83032.3 | 76645.2 | 73451.65 | 70258.1
| S54433-B103-A4 | FH901-R3 FH901-R3 Cerberus housing (red) (Made in Germany) (1 year Warranty) | 63871 | 2025-09-09 | 95806.5 | 83032.3 | 83032.3 | 76645.2 | 73451.65 | 70258.1
| S54400-C14-A1 | FC922-US 252-point system with 170W power supply and standard operator interface Consists of: One FCM2018-U3, one FP2011- U1, one FCI2016-U1 (1 year Warranty) | 114686 | 2025-09-09 | 172029 | 149091.8 | 149091.8 | 137623.2 | 131888.9 | 126154.6
| S54400-C55-A2 | FHK2002-R3 Red 2 Height Unit 1 Window Enclosure kit (for FC922, FC924) Consists of: One FHB2002-R1, one FHD2004- U1, one FHD2006-U1, one FHD2002-R3 (1 year Warranty) | 114686 | 2025-09-09 | 172029 | 149091.8 | 149091.8 | 137623.2 | 131888.9 | 126154.6
| S54400-C15-A1 | FC924-US 504-point system with 170W power supply and standard operator interface Consists of: One FCM2018-U3, one FP2011- U1, one FCI2017-U1 | 196889 | 2025-09-09 | 295333.5 | 255955.7 | 255955.7 | 236266.8 | 226422.35 | 216577.9
| S54400-C55-A2 | FHK2002-R3 Red 2 Height Unit 1 Window Enclosure kit (for FC922, FC924) Consists of: One FHB2002-R1, one FHD2004- U1, one FHD2006-U1, one FHD2002-R3 (1 year Warranty) | 196889 | 2025-09-09 | 295333.5 | 255955.7 | 255955.7 | 236266.8 | 226422.35 | 216577.9
| S54400-C21-A1 | FC924-UT 504-point system with 300W power supply and standard operator interface Consists of: One FCM2018-U3, one FP2012- U1, one FCI2017- with FHK20002U1 (1 year Warranty) | 273393 | 2025-09-09 | 410089.5 | 355410.9 | 355410.9 | 328071.6 | 314401.95 | 300732.3
| S54400-C55-A2 | FHK2002-R3 Red 2 Height Unit 1 Window Enclosure kit (for FC922, FC924) Consists of: One FHB2002-R1, one FHD2004- U1, one FHD2006-U1, one FHD2002-R3 (1 year Warranty) | 273393 | 2025-09-09 | 410089.5 | 355410.9 | 355410.9 | 328071.6 | 314401.95 | 300732.3
| S54433-B103-A3 | FH901-U3 50 pt system Black Enclosure (1 year Warranty) | 17060 | 2025-09-09 | 25590 | 22178 | 22178 | 20472 | 19619 | 18766
| S54400-B53-A1 | FHD2005-U1 Inner door (solid, black) (1 year Warranty) | 6055 | 2025-09-09 | 9082.5 | 7871.5 | 7871.5 | 7266 | 6963.25 | 6660.5
| S54320-F4-A2 | OP921 Optical Smoke Detector (1 year Warranty) | 3150 | 2025-09-09 | 4725 | 4095 | 4095 | 3780 | 3622.5 | 3465
| S54320-F5-A2 | HI921 Heat Detector (1 year Warranty) | 2907 | 2025-09-09 | 4360.5 | 3779.1 | 3779.1 | 3488.4 | 3343.05 | 3197.7
| BPZ:500-094151 | DB-11 6" DETECTOR BASE ASSY (1 year Warranty) | 276 | 2025-09-09 | 414 | 358.8 | 358.8 | 331.2 | 317.4 | 303.6
| S54321-F7-A1 | XMS-S XMS-S Address, single act MPS Isolation (1 year Warranty) | 4566 | 2025-09-09 | 6849 | 5935.8 | 5935.8 | 5479.2 | 5250.9 | 5022.6
| S54321-F8-A1 | XMS-D XMS-D Address, double act MPS Isolation (1 year Warranty) | 5201 | 2025-09-09 | 7801.5 | 6761.3 | 6761.3 | 6241.2 | 5981.15 | 5721.1
| BPZ:500-034860 | HCP Intelligent Control Point (1 year Warranty) | 5075 | 2025-09-09 | 7612.5 | 6597.5 | 6597.5 | 6090 | 5836.25 | 5582.5
| S54370-B3-A1 | XTRI-S Single Input Monitor Module with Built-In Isolator (1 year Warranty) | 3096 | 2025-09-09 | 4644 | 4024.8 | 4024.8 | 3715.2 | 3560.4 | 3405.6
| S54370-B2-A1 | XTRI-D Dual Input Monitor Module, with Built-In Isolator (1 year Warranty) | 4131 | 2025-09-09 | 6196.5 | 5370.3 | 5370.3 | 4957.2 | 4750.65 | 4544.1
| S54370-B1-A1 | XTRI-R Single Input Monitor Module with Relay with Built-In Isolator (1 year Warranty) | 4185 | 2025-09-09 | 6277.5 | 5440.5 | 5440.5 | 5022 | 4812.75 | 4603.5
| BPZ:500-034850 | HZM CONVENTIONAL ZONE MODULE (1 year Warranty) | 4913 | 2025-09-09 | 7369.5 | 6386.9 | 6386.9 | 5895.6 | 5649.95 | 5404.3
| S54322-F4-A1 | FDCIO422 4 Input / 4 Output Monitor Module (1 year Warranty) | 12568 | 2025-09-09 | 18852 | 16338.4 | 16338.4 | 15081.6 | 14453.2 | 13824.8
| S54339-A3-A1 | PAD-4-9A Complete 9 amp PAD-4 kit (enclosure, board, 300W power supply) (1 year Warranty) | 80872 | 2025-09-09 | 121308 | 105133.6 | 105133.6 | 97046.4 | 93002.8 | 88959.2
| S54339-A1-A1 | PAD-4-6A Complete 6 amp PAD-4 kit (enclosure, board, 170W power supply) (1 year Warranty) | 51984 | 2025-09-09 | 77976 | 67579.2 | 67579.2 | 62380.8 | 59781.6 | 57182.4
| S54400-A39-A1 | FCA2016-U1 RS485 class A module (iso.) (1 year Warranty) | 10328 | 2025-09-09 | 15492 | 13426.4 | 13426.4 | 12393.6 | 11877.2 | 11360.8
| S54400-B16-A1 | FT2015-R3 Remote terminal (key, red) (1 year Warranty) | 46416 | 2025-09-09 | 69624 | 60340.8 | 60340.8 | 55699.2 | 53378.4 | 51057.6
| S54400-A142-A1 | FT2007-U1 LED ANNUNCIATOR DRIVER (1 year Warranty) | 31075 | 2025-09-09 | 46612.5 | 40397.5 | 40397.5 | 37290 | 35736.25 | 34182.5
| S54400-B73-A1 | FT2014-R3 Remote display (red) (1 year Warranty | 40313 | 2025-09-09 | 60469.5 | 52406.9 | 52406.9 | 48375.6 | 46359.95 | 44344.3
| S54333-C92-A1 | FDAZ292 FDAZ292 ASD filter box (1 year Warranty) | 13399 | 2025-09-09 | 20098.5 | 17418.7 | 17418.7 | 16078.8 | 15408.85 | 14738.9
| S54333-F17-A1 | FDA241 FDA241 Aspirating Smoke Detector (8H) (1 year Warranty) | 247395 | 2025-09-09 | 371092.5 | 321613.5 | 321613.5 | 296874 | 284504.25 | 272134.5
| BPZ:500-699427 | PFT PORTABLE FIREFIGHTERS TELEPHONE FIELD MOUNTED (1 year Warranty | 8092 | 2025-09-09 | 12138 | 10519.6 | 10519.6 | 9710.4 | 9305.8 | 8901.2
| BPZ:500-690975 | FJ-303 PHONE JACK FIELD MOUNTED (1 year Warranty) | 3645 | 2025-09-09 | 5467.5 | 4738.5 | 4738.5 | 4374 | 4191.75 | 4009.5
| S54329-F99-A1 | SL2HSWR-F HORN STB WALL RED CLEAR FIRE (Made in Germany) (1 year Warranty) | 6425 | 2025-09-09 | 9637.5 | 8352.5 | 8352.5 | 7710 | 7388.75 | 7067.5
| BPZ:500-033270 | RPM REMOTE PRINTER MODULE (RS232, PARALLEL PRINTER PORT) FIELD MOUNTED (1 year Warranty) | 64213 | 2025-09-09 | 96319.5 | 83476.9 | 83476.9 | 77055.6 | 73844.95 | 70634.3
[5 empty] | 0 | 0 | 0 | 0 | 0 | 0
[5 empty] | 0 | 0 | 0 |  | 0
[5 empty] | 0 | 0 | 0
[5 empty] | 0 | 0 | 0
[5 empty] | 0 | 0 | 0
[5 empty] | 0 | 0 | 0
[5 empty] | 0 | 0 | 0
[5 empty] | 0 | 0
[5 empty] | 0 | 0
0
0
0
0
0
0
0
0
0
0
0
0
0
|  |  | #REF! | 2022-03-24 | #REF! | #REF! | #REF! | #REF! | #REF! | #REF!
|  |  | #REF! | 2022-03-24 | #REF! | #REF! | #REF! | #REF! | #REF! | #REF!
|  |  | #REF! | 2022-03-24 | #REF! | #REF! | #REF! | #REF! | #REF! | #REF!
|  |  | #REF! | 2022-03-24 | #REF! | #REF! | #REF! | #REF! | #REF! | #REF!
|  |  | #REF! | 2022-03-24 | #REF! | #REF! | #REF! | #REF! | #REF! | #REF!
|  |  | #REF! | 2022-03-24 | #REF! | #REF! | #REF! | #REF! | #REF! | #REF!
[5 empty] | 0 | 0 | 0 | 0 | 0 | 0
[5 empty] | 0 | 0 | 0 | 0 | 0 | 0
[5 empty] | 0 | 0 | 0 | 0 | 0 | 0
[5 empty] | 0 | 0 | 0 | 0 | 0 | 0
[5 empty] | 0 | 0 | 0 | 0 | 0 | 0
[5 empty] | 0 | 0 | 0 | 0 | 0 | 0
[5 empty] | 0 | 0 | 0 | 0 | 0 | 0
[5 empty] | 0 | 0 | 0 | 0 | 0 | 0
[5 empty] | 0 | 0 | 0 | 0 | 0 | 0
[5 empty] | 0 | 0 | 0 | 0 | 0 | 0
[5 empty] | 0 | 0 | 0 | 0 | 0 | 0
[5 empty] | 0 | 0 | 0 | 0 | 0 | 0
[5 empty] | 0 | 0 | 0 | 0 | 0 | 0
[5 empty] | 0 | 0 | 0 | 0 | 0 | 0
[5 empty] | 0 | 0 | 0 | 0 | 0 | 0
[5 empty] | 0 | 0 | 0 | 0 | 0 | 0
[5 empty] | 0 | 0 | 0 | 0 | 0 | 0
[5 empty] | 0 | 0 | 0 | 0 | 0 | 0
[5 empty] | 0 | 0 | 0 | 0 | 0 | 0
[5 empty] | 0 | 0 | 0 | 0 | 0 | 0
[5 empty] | 0 | 0 | 0 | 0 | 0 | 0
[5 empty] | 0 | 0 | 0 | 0 | 0 | 0
[5 empty] | 0 | 0 | 0 | 0 | 0 | 0
[5 empty] | 0 | 0 | 0 | 0 | 0 | 0
[5 empty] | 0 | 0 | 0 | 0 | 0 | 0
[5 empty] | 0 | 0 | 0 | 0 | 0 | 0
[5 empty] | 0 | 0 | 0 | 0 | 0 | 0
[5 empty] | 0 | 0 | 0 | 0 | 0 | 0
[5 empty] | 0 | 0 | 0 | 0 | 0 | 0
[5 empty] | 0 | 0 | 0 | 0 | 0 | 0
[5 empty] | 0 | 0 | 0 | 0 | 0 | 0
[5 empty] | 0 | 0 | 0 | 0 | 0 | 0
[5 empty] | 0 | 0 | 0 | 0 | 0 | 0
[5 empty] | 0 | 0 | 0 | 0 | 0 | 0
[5 empty] | 0 | 0 | 0 | 0 | 0 | 0
[5 empty] | 0 | 0 | 0 | 0 | 0 | 0
[5 empty] | 0 | 0 | 0 | 0 | 0 | 0
[5 empty] | 0 | 0 | 0 | 0 | 0 | 0
[5 empty] | 0 | 0 | 0 | 0 | 0 | 0
[5 empty] | 0 | 0 | 0 | 0 | 0 | 0
[5 empty] | 0 | 0 | 0 | 0 | 0 | 0
[5 empty] | 0 | 0 | 0 | 0 | 0 | 0
[5 empty] | 0 | 0 | 0 | 0 | 0 | 0
[5 empty] | 0 | 0 | 0 | 0 | 0 | 0
[5 empty] | 0 | 0 | 0 | 0 | 0 | 0
[5 empty] | 0 | 0 | 0 | 0 | 0 | 0
[5 empty] | 0 | 0 | 0 | 0 | 0 | 0
[5 empty] | 0 | 0 | 0 | 0 | 0 | 0
[5 empty] | 0 | 0 | 0 | 0 | 0 | 0
[5 empty] | 0 | 0 | 0 | 0 | 0 | 0
[5 empty] | 0 | 0 | 0 | 0 | 0 | 0
[5 empty] | 0 | 0 | 0 | 0 | 0 | 0
[5 empty] | 0 | 0 | 0 | 0 | 0 | 0
[5 empty] | 0 | 0 | 0 | 0 | 0 | 0
[5 empty] | 0 | 0 | 0 | 0 | 0 | 0
[5 empty] | 0 | 0 | 0 | 0 | 0 | 0
[5 empty] | 0 | 0 | 0 | 0 | 0 | 0
[5 empty] | 0 | 0 | 0 | 0 | 0 | 0
[5 empty] | 0 | 0 | 0 | 0 | 0 | 0
[5 empty] | 0 | 0 | 0 | 0 | 0 | 0
[5 empty] | 0 | 0 | 0 | 0 | 0 | 0
[5 empty] | 0 | 0 | 0 | 0 | 0 | 0
[5 empty] | 0 | 0 | 0 | 0 | 0 | 0
[5 empty] | 0 | 0 | 0 | 0 | 0 | 0
[5 empty] | 0 | 0 | 0 | 0 | 0 | 0
[5 empty] | 0 | 0 | 0 | 0 | 0 | 0
[5 empty] | 0 | 0 | 0 | 0 | 0 | 0
[5 empty] | 0 | 0 | 0 | 0 | 0 | 0
[5 empty] | 0 | 0 | 0 | 0 | 0 | 0
[5 empty] | 0 | 0 | 0 | 0 | 0 | 0
[5 empty] | 0 | 0 | 0 | 0 | 0 | 0
[5 empty] | 0 | 0 | 0 | 0 | 0 | 0
[5 empty] | 0 | 0 | 0 | 0 | 0 | 0
[5 empty] | 0 | 0 | 0 | 0 | 0 | 0
[5 empty] | 0 | 0 | 0 | 0 | 0 | 0
[5 empty] | 0 | 0 | 0 | 0 | 0 | 0
[5 empty] | 0 | 0 | 0 | 0 | 0 | 0
[5 empty] | 0 | 0 | 0 | 0 | 0 | 0
[5 empty] | 0 | 0 | 0 | 0 | 0 | 0
[5 empty] | 0 | 0 | 0 | 0 | 0 | 0
[5 empty] | 0 | 0 | 0 | 0 | 0 | 0
[5 empty] | 0 | 0 | 0 | 0 | 0 | 0
[5 empty] | 0 | 0 | 0 | 0 | 0 | 0
[5 empty] | 0 | 0 | 0 | 0 | 0 | 0
[5 empty] | 0 | 0 | 0 | 0 | 0 | 0
[5 empty] | 0 | 0 | 0 | 0 | 0 | 0
[5 empty] | 0 | 0 | 0 | 0 | 0 | 0
[5 empty] | 0 | 0 | 0 | 0 | 0 | 0
[5 empty] | 0 | 0 | 0 | 0 | 0 | 0
[5 empty] | 0 | 0 | 0 | 0 | 0 | 0
[5 empty] | 0 | 0 | 0 | 0 | 0 | 0
[5 empty] | #REF! | #REF! | #REF! | #REF! | #REF! | #REF!
[5 empty] | #REF! | #REF! | #REF! | #REF! | #REF! | #REF!
[5 empty] | #REF! | #REF! | #REF! | #REF! | #REF! | #REF!
[5 empty] | #REF! | #REF! | #REF! | #REF! | #REF! | #REF!
[5 empty] | #REF! | #REF! | #REF! | #REF! | #REF! | #REF!
[5 empty] | #REF! | #REF! | #REF! | #REF! | #REF! | #REF!
[5 empty] | #REF! | #REF! | #REF! | #REF! | #REF! | #REF!
[5 empty] | #REF! | #REF! | #REF! | #REF! | #REF! | #REF!
[5 empty] | #REF! | #REF! | #REF! | #REF! | #REF! | #REF!
[5 empty] | #REF! | #REF! | #REF! | #REF! | #REF! | #REF!
[5 empty] | #REF! | #REF! | #REF! | #REF! | #REF! | #REF!
[5 empty] | #REF! | #REF! | #REF! | #REF! | #REF! | #REF!
[5 empty] | #REF! | #REF! | #REF! | #REF! | #REF! | #REF!
[5 empty] | #REF! | #REF! | #REF! | #REF! | #REF! | #REF!
[5 empty] | #REF! | #REF! | #REF! | #REF! | #REF! | #REF!
[5 empty] | #REF! | #REF! | #REF! | #REF! | #REF! | #REF!
[5 empty] | #REF! | #REF! | #REF! | #REF! | #REF! | #REF!
[5 empty] | #REF! | #REF! | #REF! | #REF! | #REF! | #REF!
[5 empty] | #REF! | #REF! | #REF! | #REF! | #REF! | #REF!
[5 empty] | #REF! | #REF! | #REF! | #REF! | #REF! | #REF!
[5 empty] | #REF! | #REF! | #REF! | #REF! | #REF! | #REF!
[5 empty] | #REF! | #REF! | #REF! | #REF! | #REF! | #REF!
[5 empty] | #REF! | #REF! | #REF! | #REF! | #REF! | #REF!
[5 empty] | #REF! | #REF! | #REF! | #REF! | #REF! | #REF!
[5 empty] | #REF! | #REF! | #REF! | #REF! | #REF! | #REF!
[5 empty] | #REF! | #REF! | #REF! | #REF! | #REF! | #REF!
[5 empty] | #REF! | #REF! | #REF! | #REF! | #REF! | #REF!
[5 empty] | #REF! | #REF! | #REF! | #REF! | #REF! | #REF!
[5 empty] | #REF! | #REF! | #REF! | #REF! | #REF! | #REF!
[5 empty] | #REF! | #REF! | #REF! | #REF! | #REF! | #REF!
[5 empty] | #REF! | #REF! | #REF! | #REF! | #REF! | #REF!
[5 empty] | #REF! | #REF! | #REF! | #REF! | #REF! | #REF!
[5 empty] | #REF! | #REF! | #REF! | #REF! | #REF! | #REF!
[5 empty] | #REF! | #REF! | #REF! | #REF! | #REF! | #REF!
[5 empty] | #REF! | #REF! | #REF! | #REF! | #REF! | #REF!
[5 empty] | #REF! | #REF! | #REF! | #REF! | #REF! | #REF!
[5 empty] | #REF! | #REF! | #REF! | #REF! | #REF! | #REF!
[5 empty] | #REF! | #REF! | #REF! | #REF! | #REF! | #REF!
[5 empty] | #REF! | #REF! | #REF! | #REF! | #REF! | #REF!
[5 empty] | #REF! | #REF! | #REF! | #REF! | #REF! | #REF!
[5 empty] | #REF! | #REF! | #REF! | #REF! | #REF! | #REF!
[5 empty] | #REF! | #REF! | #REF! | #REF! | #REF! | #REF!
[5 empty] | #REF! | #REF! | #REF! | #REF! | #REF! | #REF!
[5 empty] | #REF! | #REF! | #REF! | #REF! | #REF! | #REF!
[5 empty] | #REF! | #REF! | #REF! | #REF! | #REF! | #REF!
[5 empty] | #REF! | #REF! | #REF! | #REF! | #REF! | #REF!
[5 empty] | #REF! | #REF! | #REF! | #REF! | #REF! | #REF!
[5 empty] | #REF! | #REF! | #REF! | #REF! | #REF! | #REF!
[5 empty] | #REF! | #REF! | #REF! | #REF! | #REF! | #REF!
[5 empty] | #REF! | #REF! | #REF! | #REF! | #REF! | #REF!
[5 empty] | #REF! | #REF! | #REF! | #REF! | #REF! | #REF!
[5 empty] | #REF! | #REF! | #REF! | #REF! | #REF! | #REF!
[5 empty] | #REF! | #REF! | #REF! | #REF! | #REF! | #REF!
[5 empty] | #REF! | #REF! | #REF! | #REF! | #REF! | #REF!
[5 empty] | #REF! | #REF! | #REF! | #REF! | #REF! | #REF!
[5 empty] | #REF! | #REF! | #REF! | #REF! | #REF! | #REF!
[5 empty] | #REF! | #REF! | #REF! | #REF! | #REF! | #REF!
[5 empty] | #REF! | #REF! | #REF! | #REF! | #REF! | #REF!
[5 empty] | #REF! | #REF! | #REF! | #REF! | #REF! | #REF!
[5 empty] | #REF! | #REF! | #REF! | #REF! | #REF! | #REF!
[5 empty] | #REF! | #REF! | #REF! | #REF! | #REF! | #REF!
[5 empty] | #REF! | #REF! | #REF! | #REF! | #REF! | #REF!
[5 empty] | #REF! | #REF! | #REF! | #REF! | #REF! | #REF!

## FDAS_NUMENS
MODEL | PURCHASE AMOUNT (VAT INC) | Last Price Update Date | SRP (End-User) |  | DEALER's PRICE |  | CONTRACTOR's PRICE |  | REMARKS
|  |  | Small Volume (50% Mark-Up) | Big Volume (30% Mark-Up) | Small Volume (30% Mark-Up) | Big Volume (20% Mark-Up) | Small Volume (15% Mark-Up) | Big Volume (10% Mark-Up)
261-001 | 1885.73 | 2025-09-09 | 2828.595 | 2451.449 | 2451.449 | 2262.876 | 2168.5895 | 2074.303
400-003 | 3902.98 | 2025-09-09 | 5854.47 | 5073.874 | 5073.874 | 4683.576 | 4488.427 | 4293.278
4000-14 | 2456.16 | 2025-09-09 | 3684.24 | 3193.008 | 3193.008 | 2947.392 | 2824.584 | 2701.776
767377 | 15449.28 | 2025-09-09 | 23173.92 | 20084.064 | 20084.064 | 18539.136 | 17766.672 | 16994.208
767408 | 17888.64 | 2025-09-09 | 26832.96 | 23255.232 | 23255.232 | 21466.368 | 20571.936 | 19677.504
767436 | 19514.88 | 2025-09-09 | 29272.32 | 25369.344 | 25369.344 | 23417.856 | 22442.112 | 21466.368
767467 | 5203.97 | 2025-09-09 | 7805.955 | 6765.161 | 6765.161 | 6244.764 | 5984.5655 | 5724.367
4001-13 | 8781.7 | 2025-09-09 | 13172.55 | 11416.21 | 11416.21 | 10538.04 | 10098.955 | 9659.87
767742 | 26019.84 | 2025-09-09 | 39029.76 | 33825.792 | 33825.792 | 31223.808 | 29922.816 | 28621.824
767773 | 6179.71 | 2025-09-09 | 9269.565 | 8033.623 | 8033.623 | 7415.652 | 7106.6665 | 6797.681
768015 | 26591.24 | 2025-09-09 | 39886.86 | 34568.612 | 34568.612 | 31909.488 | 30579.926 | 29250.364
768197 | 19819.43 | 2025-09-09 | 29729.145 | 25765.259 | 25765.259 | 23783.316 | 22792.3445 | 21801.373
768227 | 22258.79 | 2025-09-09 | 33388.185 | 28936.427 | 28936.427 | 26710.548 | 25597.6085 | 24484.669
768258 | 23885.03 | 2025-09-09 | 35827.545 | 31050.539 | 31050.539 | 28662.036 | 27467.7845 | 26273.533
4004-04/07 PSU | 3410 | 2025-09-09 | 5115 | 4433 | 4433 | 4092 | 3921.5 | 3751
768593 | 20187.92 | 2025-09-09 | 30281.88 | 26244.296 | 26244.296 | 24225.504 | 23216.108 | 22206.712
768624 | 22322.36 | 2025-09-09 | 33483.54 | 29019.068 | 29019.068 | 26786.832 | 25670.714 | 24554.596
768654 | 23745.32 | 2025-09-09 | 35617.98 | 30868.916 | 30868.916 | 28494.384 | 27307.118 | 26119.852
768685 | 29437.16 | 2025-09-09 | 44155.74 | 38268.308 | 38268.308 | 35324.592 | 33852.734 | 32380.876
768716 | 21406.49 | 2025-09-09 | 32109.735 | 27828.437 | 27828.437 | 25687.788 | 24617.4635 | 23547.139
401-001 | 19662.72 | 2025-09-09 | 29494.08 | 25561.536 | 25561.536 | 23595.264 | 22612.128 | 21628.992
402-001 | 3272.81 | 2025-09-09 | 4909.215 | 4254.653 | 4254.653 | 3927.372 | 3763.7315 | 3600.091
402-003 | 3272.81 | 2025-09-09 | 4909.215 | 4254.653 | 4254.653 | 3927.372 | 3763.7315 | 3600.091
407-001 | 20697.6 | 2025-09-09 | 31046.4 | 26906.88 | 26906.88 | 24837.12 | 23802.24 | 22767.36
407-002 | 452.76 | 2025-09-09 | 679.14 | 588.588 | 588.588 | 543.312 | 520.674 | 498.036
440-001 | 1166.83 | 2025-09-09 | 1750.245 | 1516.879 | 1516.879 | 1400.196 | 1341.8545 | 1283.513
440-002 | 1359.57 | 2025-09-09 | 2039.355 | 1767.441 | 1767.441 | 1631.484 | 1563.5055 | 1495.527
441-001 | 1192.7 | 2025-09-09 | 1789.05 | 1550.51 | 1550.51 | 1431.24 | 1371.605 | 1311.97
442-001 | 905.52 | 2025-09-09 | 1358.28 | 1177.176 | 1177.176 | 1086.624 | 1041.348 | 996.072
442-003 | 1138.37 | 2025-09-09 | 1707.555 | 1479.881 | 1479.881 | 1366.044 | 1309.1255 | 1252.207
442-004 | 1209.52 | 2025-09-09 | 1814.28 | 1572.376 | 1572.376 | 1451.424 | 1390.948 | 1330.472
447-006 | 2703.62 | 2025-09-09 | 4055.43 | 3514.706 | 3514.706 | 3244.344 | 3109.163 | 2973.982
460-002 | 924.92 | 2025-09-09 | 1387.38 | 1202.396 | 1202.396 | 1109.904 | 1063.658 | 1017.412
460-007 | 142.3 | 2025-09-09 | 213.45 | 184.99 | 184.99 | 170.76 | 163.645 | 156.53
460-009 | 3984.29 | 2025-09-09 | 5976.435 | 5179.577 | 5179.577 | 4781.148 | 4581.9335 | 4382.719
463-001 | 1262.55 | 2025-09-09 | 1893.825 | 1641.315 | 1641.315 | 1515.06 | 1451.9325 | 1388.805
487-004 | 170.76 | 2025-09-09 | 256.14 | 221.988 | 221.988 | 204.912 | 196.374 | 187.836
487-005 | 192.75 | 2025-09-09 | 289.125 | 250.575 | 250.575 | 231.3 | 221.6625 | 212.025
487-007 | 192.75 | 2025-09-09 | 289.125 | 250.575 | 250.575 | 231.3 | 221.6625 | 212.025
1497921 | 4268.88 | 2025-09-09 | 6403.32 | 5549.544 | 5549.544 | 5122.656 | 4909.212 | 4695.768
1497952 | 2328.48 | 2025-09-09 | 3492.72 | 3027.024 | 3027.024 | 2794.176 | 2677.752 | 2561.328
1498013 | 7114.8 | 2025-09-09 | 10672.2 | 9249.24 | 9249.24 | 8537.76 | 8182.02 | 7826.28
1498043 | 2910.6 | 2025-09-09 | 4365.9 | 3783.78 | 3783.78 | 3492.72 | 3347.19 | 3201.66
1498074 | 17075.52 | 2025-09-09 | 25613.28 | 22198.176 | 22198.176 | 20490.624 | 19636.848 | 18783.072
1498258 | 25869.41 | 2025-09-09 | 38804.115 | 33630.233 | 33630.233 | 31043.292 | 29749.8215 | 28456.351
1498317 | 6518.45 | 2025-09-09 | 9777.675 | 8473.985 | 8473.985 | 7822.14 | 7496.2175 | 7170.295
1498500 | 8727.92 | 2025-09-09 | 13091.88 | 11346.296 | 11346.296 | 10473.504 | 10037.108 | 9600.712
1498957 | 43666.76 | 2025-09-09 | 65500.14 | 56766.788 | 56766.788 | 52400.112 | 50216.774 | 48033.436
1499017 | 50045.86 | 2025-09-09 | 75068.79 | 65059.618 | 65059.618 | 60055.032 | 57552.739 | 55050.446
620-002 | 967.61 | 2025-09-09 | 1451.415 | 1257.893 | 1257.893 | 1161.132 | 1112.7515 | 1064.371
620-003 | 1109.91 | 2025-09-09 | 1664.865 | 1442.883 | 1442.883 | 1331.892 | 1276.3965 | 1220.901
621-002 | 2632.48 | 2025-09-09 | 3948.72 | 3422.224 | 3422.224 | 3158.976 | 3027.352 | 2895.728
621-006 | 2774.77 | 2025-09-09 | 4162.155 | 3607.201 | 3607.201 | 3329.724 | 3190.9855 | 3052.247
621-007 | 2561.33 | 2025-09-09 | 3841.995 | 3329.729 | 3329.729 | 3073.596 | 2945.5295 | 2817.463
622-001 | 2845.92 | 2025-09-09 | 4268.88 | 3699.696 | 3699.696 | 3415.104 | 3272.808 | 3130.512
640-001 | 2561.33 | 2025-09-09 | 3841.995 | 3329.729 | 3329.729 | 3073.596 | 2945.5295 | 2817.463
640-004 | 2988.22 | 2025-09-09 | 4482.33 | 3884.686 | 3884.686 | 3585.864 | 3436.453 | 3287.042
641-003 | 2774.77 | 2025-09-09 | 4162.155 | 3607.201 | 3607.201 | 3329.724 | 3190.9855 | 3052.247
641-006 | 4482.32 | 2025-09-09 | 6723.48 | 5827.016 | 5827.016 | 5378.784 | 5154.668 | 4930.552
660-001 | 2276.74 | 2025-09-09 | 3415.11 | 2959.762 | 2959.762 | 2732.088 | 2618.251 | 2504.414
680-001 | 1422.96 | 2025-09-09 | 2134.44 | 1849.848 | 1849.848 | 1707.552 | 1636.404 | 1565.256
682-002 | 156.24 | 2025-09-09 | 234.36 | 203.112 | 203.112 | 187.488 | 179.676 | 171.864
684-001 | 4268.88 | 2025-09-09 | 6403.32 | 5549.544 | 5549.544 | 5122.656 | 4909.212 | 4695.768
CN3021 | 186.28 | 2025-09-09 | 279.42 | 242.164 | 242.164 | 223.536 | 214.222 | 204.908
CN3023 | 170.76 | 2025-09-09 | 256.14 | 221.988 | 221.988 | 204.912 | 196.374 | 187.836
CN302A | 170.76 | 2025-09-09 | 256.14 | 221.988 | 221.988 | 204.912 | 196.374 | 187.836
CN3041 | 228.97 | 2025-09-09 | 343.455 | 297.661 | 297.661 | 274.764 | 263.3155 | 251.867
CN3043 | 213.44 | 2025-09-09 | 320.16 | 277.472 | 277.472 | 256.128 | 245.456 | 234.784
CN304A | 213.44 | 2025-09-09 | 320.16 | 277.472 | 277.472 | 256.128 | 245.456 | 234.784
HNA-360-H2 | 1940.4 | 2025-09-09 | 2910.6 | 2522.52 | 2522.52 | 2328.48 | 2231.46 | 2134.44
HNA-360-HL | 1992.14 | 2025-09-09 | 2988.21 | 2589.782 | 2589.782 | 2390.568 | 2290.961 | 2191.354
HNC-310-H2 | 768.4 | 2025-09-09 | 1152.6 | 998.92 | 998.92 | 922.08 | 883.66 | 845.24
HNC-310-H2-U | 782.63 | 2025-09-09 | 1173.945 | 1017.419 | 1017.419 | 939.156 | 900.0245 | 860.893
HNC-310-HL | 825.32 | 2025-09-09 | 1237.98 | 1072.916 | 1072.916 | 990.384 | 949.118 | 907.852
HNC-310-HR | 910.69 | 2025-09-09 | 1366.035 | 1183.897 | 1183.897 | 1092.828 | 1047.2935 | 1001.759
SNA-360-C2 | 2237.93 | 2025-09-09 | 3356.895 | 2909.309 | 2909.309 | 2685.516 | 2573.6195 | 2461.723
SNA-360-CL | 2289.67 | 2025-09-09 | 3434.505 | 2976.571 | 2976.571 | 2747.604 | 2633.1205 | 2518.637
SNC-300-C2-U | 1052.99 | 2025-09-09 | 1579.485 | 1368.887 | 1368.887 | 1263.588 | 1210.9385 | 1158.289
SNC-300-CL-U | 1109.91 | 2025-09-09 | 1664.865 | 1442.883 | 1442.883 | 1331.892 | 1276.3965 | 1220.901
SNC-300-S2 | 868.01 | 2025-09-09 | 1302.015 | 1128.413 | 1128.413 | 1041.612 | 998.2115 | 954.811
SNC-300-S2-U | 875.77 | 2025-09-09 | 1313.655 | 1138.501 | 1138.501 | 1050.924 | 1007.1355 | 963.347
SND-500-S | 480.48 | 2025-09-09 | 720.72 | 624.624 | 624.624 | 576.576 | 552.552 | 528.528
0
|  |  | 0 | 0 | 0 | 0 | 0 | 0
|  |  | 0 | 0 | 0 | 0 | 0 | 0
|  |  | 0 | 0 | 0 | 0 | 0 | 0
|  |  | 0 | 0 | 0 | 0 | 0 | 0
|  |  | 0 | 0 | 0 | 0 | 0 | 0
|  |  | 0 | 0 | 0 | 0 | 0 | 0
|  |  | 0 | 0 | 0 | 0 | 0 | 0
|  |  | 0 | 0 | 0 | 0 | 0 | 0
|  |  | 0 | 0 | 0 | 0 | 0 | 0
|  |  | 0 | 0 | 0 | 0 | 0 | 0
|  |  | 0 | 0 | 0 | 0 | 0 | 0
|  |  | 0 | 0 | 0 | 0 | 0 | 0
|  |  | 0 | 0 | 0 | 0 | 0 | 0
|  |  | 0 | 0 | 0 | 0 | 0 | 0
|  |  | 0 | 0 | 0 | 0 | 0 | 0
|  |  | 0 | 0 | 0 | 0 | 0 | 0
|  |  | 0 | 0 | 0 | 0 | 0 | 0
|  |  | 0 | 0 | 0 | 0 | 0 | 0
|  |  | 0 | 0 | 0 | 0 | 0 | 0
|  |  | 0 | 0 | 0 | 0 | 0 | 0
|  |  | 0 | 0 | 0 | 0 | 0 | 0
|  |  | 0 | 0 | 0 | 0 | 0 | 0
|  |  | 0 | 0 | 0 | 0 | 0 | 0
|  |  | 0 | 0 | 0 | 0 | 0 | 0
|  |  | 0 | 0 | 0 | 0 | 0 | 0
|  |  | 0 | 0 | 0 | 0 | 0 | 0
|  |  | 0 | 0 | 0 | 0 | 0 | 0
|  |  | 0 | 0 | 0 | 0 | 0 | 0
|  |  | 0 | 0 | 0 | 0 | 0 | 0
|  |  | 0 | 0 | 0 | 0 | 0 | 0
|  |  | 0 | 0 | 0 | 0 | 0 | 0
|  |  | 0 | 0 | 0 | 0 | 0 | 0
|  |  | 0 | 0 | 0 | 0 | 0 | 0
|  |  | 0 | 0 | 0 | 0 | 0 | 0
|  |  | 0 | 0 | 0 | 0 | 0 | 0
|  |  | 0 | 0 | 0 | 0 | 0 | 0
|  |  | 0 | 0 | 0 | 0 | 0 | 0
|  |  | 0 | 0 | 0 | 0 | 0 | 0
|  |  | 0 | 0 | 0 | 0 | 0 | 0
|  |  | 0 | 0 | 0 | 0 | 0 | 0
|  |  | 0 | 0 | 0 | 0 | 0 | 0
|  |  | 0 | 0 | 0 | 0 | 0 | 0
|  |  | 0 | 0 | 0 | 0 | 0 | 0
|  |  | 0 | 0 | 0 | 0 | 0 | 0
|  |  | 0 | 0 | 0 | 0 | 0 | 0
|  |  | 0 | 0 | 0 | 0 | 0 | 0
|  |  | 0 | 0 | 0 | 0 | 0 | 0
|  |  | 0 | 0 | 0 | 0 | 0 | 0
|  |  | 0 | 0 | 0 | 0 | 0 | 0
|  |  | 0 | 0 | 0 | 0 | 0 | 0
|  |  | 0 | 0 | 0 | 0 | 0 | 0
|  |  | 0 | 0 | 0 | 0 | 0 | 0
|  |  | 0 | 0 | 0 | 0 | 0 | 0
|  |  | 0 | 0 | 0 | 0 | 0 | 0
|  |  | 0 | 0 | 0 | 0 | 0 | 0
|  |  | 0 | 0 | 0 | 0 | 0 | 0
|  |  | 0 | 0 | 0 | 0 | 0 | 0
|  |  | 0 | 0 | 0 | 0 | 0 | 0
|  |  | 0 | 0 | 0 | 0 | 0 | 0
|  |  | 0 | 0 | 0 | 0 | 0 | 0
|  |  | 0 | 0 | 0 | 0 | 0 | 0
|  |  | 0 | 0 | 0 | 0 | 0 | 0
|  |  | 0 | 0 | 0 | 0 | 0 | 0
|  |  | 0 | 0 | 0 | 0 | 0 | 0
|  |  | 0 | 0 | 0 | 0 | 0 | 0
|  |  | 0 | 0 | 0 | 0 | 0 | 0
|  |  | 0 | 0 | 0 | 0 | 0 | 0
|  |  | 0 | 0 | 0 | 0 | 0 | 0
|  |  | 0 | 0 | 0 | 0 | 0 | 0
|  |  | 0 | 0 | 0 | 0 | 0 | 0
|  |  | 0 | 0 | 0 | 0 | 0 | 0
|  |  | 0 | 0 | 0 | 0 | 0 | 0
|  |  | 0 | 0 | 0 | 0 | 0 | 0
|  |  | 0 | 0 | 0 | 0 | 0 | 0
|  |  | 0 | 0 | 0 | 0 | 0 | 0
|  |  | 0 | 0 | 0 | 0 | 0 | 0
|  |  | 0 | 0 | 0 | 0 | 0 | 0
|  |  | 0 | 0 | 0 | 0 | 0 | 0
|  |  | 0 | 0 | 0 | 0 | 0 | 0
|  |  | 0 | 0 | 0 | 0 | 0 | 0
|  |  | #REF! | #REF! | #REF! | #REF! | #REF! | #REF!
|  |  | #REF! | #REF! | #REF! | #REF! | #REF! | #REF!
|  |  | #REF! | #REF! | #REF! | #REF! | #REF! | #REF!
|  |  | #REF! | #REF! | #REF! | #REF! | #REF! | #REF!
|  |  | #REF! | #REF! | #REF! | #REF! | #REF! | #REF!
|  |  | #REF! | #REF! | #REF! | #REF! | #REF! | #REF!
|  |  | #REF! | #REF! | #REF! | #REF! | #REF! | #REF!
|  |  | #REF! | #REF! | #REF! | #REF! | #REF! | #REF!
|  |  | #REF! | #REF! | #REF! | #REF! | #REF! | #REF!
|  |  | #REF! | #REF! | #REF! | #REF! | #REF! | #REF!
|  |  | #REF! | #REF! | #REF! | #REF! | #REF! | #REF!
|  |  | #REF! | #REF! | #REF! | #REF! | #REF! | #REF!
|  |  | #REF! | #REF! | #REF! | #REF! | #REF! | #REF!
|  |  | #REF! | #REF! | #REF! | #REF! | #REF! | #REF!
|  |  | #REF! | #REF! | #REF! | #REF! | #REF! | #REF!
|  |  | #REF! | #REF! | #REF! | #REF! | #REF! | #REF!
|  |  | #REF! | #REF! | #REF! | #REF! | #REF! | #REF!
|  |  | #REF! | #REF! | #REF! | #REF! | #REF! | #REF!
|  |  | #REF! | #REF! | #REF! | #REF! | #REF! | #REF!
|  |  | #REF! | #REF! | #REF! | #REF! | #REF! | #REF!
|  |  | #REF! | #REF! | #REF! | #REF! | #REF! | #REF!
|  |  | #REF! | #REF! | #REF! | #REF! | #REF! | #REF!
|  |  | #REF! | #REF! | #REF! | #REF! | #REF! | #REF!
|  |  | #REF! | #REF! | #REF! | #REF! | #REF! | #REF!
|  |  | #REF! | #REF! | #REF! | #REF! | #REF! | #REF!
|  |  | #REF! | #REF! | #REF! | #REF! | #REF! | #REF!
|  |  | #REF! | #REF! | #REF! | #REF! | #REF! | #REF!
|  |  | #REF! | #REF! | #REF! | #REF! | #REF! | #REF!
|  |  | #REF! | #REF! | #REF! | #REF! | #REF! | #REF!
|  |  | #REF! | #REF! | #REF! | #REF! | #REF! | #REF!
|  |  | #REF! | #REF! | #REF! | #REF! | #REF! | #REF!
|  |  | #REF! | #REF! | #REF! | #REF! | #REF! | #REF!
|  |  | #REF! | #REF! | #REF! | #REF! | #REF! | #REF!
|  |  | #REF! | #REF! | #REF! | #REF! | #REF! | #REF!
|  |  | #REF! | #REF! | #REF! | #REF! | #REF! | #REF!
|  |  | #REF! | #REF! | #REF! | #REF! | #REF! | #REF!
|  |  | #REF! | #REF! | #REF! | #REF! | #REF! | #REF!
|  |  | #REF! | #REF! | #REF! | #REF! | #REF! | #REF!
|  |  | #REF! | #REF! | #REF! | #REF! | #REF! | #REF!
|  |  | #REF! | #REF! | #REF! | #REF! | #REF! | #REF!
|  |  | #REF! | #REF! | #REF! | #REF! | #REF! | #REF!
|  |  | #REF! | #REF! | #REF! | #REF! | #REF! | #REF!
|  |  | #REF! | #REF! | #REF! | #REF! | #REF! | #REF!
|  |  | #REF! | #REF! | #REF! | #REF! | #REF! | #REF!
|  |  | #REF! | #REF! | #REF! | #REF! | #REF! | #REF!
|  |  | #REF! | #REF! | #REF! | #REF! | #REF! | #REF!
|  |  | #REF! | #REF! | #REF! | #REF! | #REF! | #REF!
|  |  | #REF! | #REF! | #REF! | #REF! | #REF! | #REF!
|  |  | #REF! | #REF! | #REF! | #REF! | #REF! | #REF!
|  |  | #REF! | #REF! | #REF! | #REF! | #REF! | #REF!
|  |  | #REF! | #REF! | #REF! | #REF! | #REF! | #REF!
|  |  | #REF! | #REF! | #REF! | #REF! | #REF! | #REF!
|  |  | #REF! | #REF! | #REF! | #REF! | #REF! | #REF!
|  |  | #REF! | #REF! | #REF! | #REF! | #REF! | #REF!
|  |  | #REF! | #REF! | #REF! | #REF! | #REF! | #REF!
|  |  | #REF! | #REF! | #REF! | #REF! | #REF! | #REF!
|  |  | #REF! | #REF! | #REF! | #REF! | #REF! | #REF!
|  |  | #REF! | #REF! | #REF! | #REF! | #REF! | #REF!
|  |  | #REF! | #REF! | #REF! | #REF! | #REF! | #REF!
|  |  | #REF! | #REF! | #REF! | #REF! | #REF! | #REF!
|  |  | #REF! | #REF! | #REF! | #REF! | #REF! | #REF!
|  |  | #REF! | #REF! | #REF! | #REF! | #REF! | #REF!
|  |  | #REF! | #REF! | #REF! | #REF! | #REF! | #REF!

## FDAS_COOPER
| TYPE | MODEL | ITEM DESCRIPTION (DETECTOR HEAD IS PURCHASED SEPARATELY FROM DETECTOR BASE) | OTHER DESCRIPTION | OLD PRICE | PURCHASE AMOUNT | PURCHASE AMOUNT | DISCOUNTED PUCHASE PRICE FROM THE SUPPLIER | Last Price Update Date All "OLD PRICE" and dated 2021 should be ask FIRST to the purchasing dept. | SRP (End-User) |  | DEALER's PRICE |  | CONTRACTOR's PRICE |  | REMARKS
[10 empty] | Small Volume (50% Mark-Up) | Big Volume (30% Mark-Up) | Small Volume (30% Mark-Up) | Big Volume (20% Mark-Up) | Small Volume (15% Mark-Up) | Big Volume (10% Mark-Up) | Less 20% discount | LESS 5%
NON UL | CONVENTIONAL | FX2202/CF-CPD | Fire Alarm Control Panel 2 zones (no warranty) |  | 15264 | 21369.6 | 17095.68 | 17095.68 | OLD PRICE | 25643.52 | 22224.384 | 22224.384 | 20514.816 | 19660.032 | 18805.248 |  | 16240.896
NON UL | CONVENTIONAL | FX2202/CF-CPD | Fire Alarm Control Panel 2 zones w/ AVR (w/ warranty) |  | 17904 | 25065.6 | 20052.48 | 20052.48 | OLD PRICE | 30078.72 | 26068.224 | 26068.224 | 24062.976 | 23060.352 | 22057.728 |  | 19049.856
NON UL | CONVENTIONAL | FX2204/CF-CPD | Fire Alarm Control Panel 4 zones (no warranty) |  | 25320 | 25320 | 20256 | 20256 | 2022-02-09 | 30384 | 26332.8 | 26332.8 | 24307.2 | 23294.4 | 22281.6 |  | 19243.2
NON UL | CONVENTIONAL | FX2204/CF-CPD | Fire Alarm Control Panel 4 zones w/AVR (w/ warranty) |  | 25320 | 25320 | 20256 | 20256 | 2022-02-09 | 30384 | 26332.8 | 26332.8 | 24307.2 | 23294.4 | 22281.6 |  | 19243.2
NON UL | CONVENTIONAL | FX2208/CF-CPD | Fire Alarm Control Panel 8 zones (no warranty) | PHASED OUT | 26400 | 36960 | 29568 | 29568 | OLD PRICE | 44352 | 38438.4 | 38438.4 | 35481.6 | 34003.2 | 32524.8 |  | 28089.6
NON UL | CONVENTIONAL | FX2208/CF-CPD | Fire Alarm Control Panel 8 zones w/ AVR (w/ warranty) | PHASED OUT | 30124.8 | 42174.72 | 33739.776 | 33739.776 | OLD PRICE | 50609.664 | 43861.7088 | 43861.7088 | 40487.7312 | 38800.7424 | 37113.7536 |  | 32052.7872
|  | EFBW8ZFLEXI | EATON BIWIRE 8-ZONE PANEL W/ BATTERY & 500W AVR | Replacement unit of FX2208/CF-CPD | 41350 | 41350 | 31730 | 33080 | 2024-08-22 | 47595 | 41249 | 41249 | 38076 | 36489.5 | 34903 |  | 31426
NON UL | CONVENTIONAL | EFCV8Z | Fire Alarm Control Panel 8 zones (no warranty) |  | 26400 | 36960 | 29568 | 29568 | OLD PRICE | 44352 | 38438.4 | 38438.4 | 35481.6 | 34003.2 | 32524.8 |  | 28089.6
NON UL | CONVENTIONAL | EFCV8Z | Fire Alarm Control Panel 8 zones w/ AVR (w/ warranty) |  | 30124.8 | 42174.72 | 33739.776 | 33739.776 | OLD PRICE | 50609.664 | 43861.7088 | 43861.7088 | 40487.7312 | 38800.7424 | 37113.7536 |  | 32052.7872
NON UL | CONVENTIONAL | CF50016 | Fire Alarm Control Panel 16 zones (no warranty) |  | 52320 | 73248 | 58598.4 | 58598.4 | OLD PRICE | 87897.6 | 76177.92 | 76177.92 | 70318.08 | 67388.16 | 64458.24 |  | 55668.48
NON UL | CONVENTIONAL | CF50016 | Fire Alarm Control Panel 16 zones w/ AVR (w/ warranty) w/relay board |  | 56256 | 78758.4 | 63006.72 | 63006.72 | OLD PRICE | 94510.08 | 81908.736 | 81908.736 | 75608.064 | 72457.728 | 69307.392 |  | 59856.384
NON UL | CONVENTIONAL | CPD-321 + CDBB-300 | Photoelectric Smoke Detector + CDBB300 Base | Other Model: EFXN533 + EFXN520 | 1710 | 1935 | 1935 | 1548 | 2024-03-15 | 2902.5 | 2515.5 | 2515.5 | 2322 | 2225.25 | 2128.5 | CPD-321 / EFXN533 - 1,570.00 | 1470.6
NON UL | CONVENTIONAL | CDBB-300 / EFXN520 | COOPER FIRE MOUNTING LOCKING BASE |  | 340 | 365 | 365 | 292 | 2024-03-15 | 547.5 | 474.5 | 474.5 | 438 | 419.75 | 401.5 |  | 277.4
NON UL | CONVENTIONAL | CXN-623 | Photoelectric Smoke Detector |  | 1608 | 2251.2 | 1800.96 | 1800.96 | OLD PRICE | 2701.44 | 2341.248 | 2341.248 | 2161.152 | 2071.104 | 1981.056 |  | 1710.912
NON UL | CONVENTIONAL | CPT-341 | Combined Photo Thermal Smoke Detector |  | 1646.4 | 2304.96 | 1843.968 | 1843.968 | OLD PRICE | 2765.952 | 2397.1584 | 2397.1584 | 2212.7616 | 2120.5632 | 2028.3648 |  | 1751.7696
NON UL | CONVENTIONAL | CFR-330 | Rate of Rise Heat Detector w/base 60deg. C |  | 1104 | 1545.6 | 1236.48 | 1236.48 | OLD PRICE | 1854.72 | 1607.424 | 1607.424 | 1483.776 | 1421.952 | 1360.128 |  | 1174.656
NON UL | CONVENTIONAL | CMT-360/EFXN524 | COOPER FIRE MEDIUM RESPONSE HEAT DETECTOR |  | 1161.6 | 1450 | 1160 | 1160 | OLD PRICE | 1740 | 1508 | 1508 | 1392 | 1334 | 1276 |  | 1102
NON UL | CONVENTIONAL | CHT-390 | Heat Detector High Temperature (92°c) w/base |  | 1104 | 1545.6 | 1236.48 | 1236.48 | OLD PRICE | 1854.72 | 1607.424 | 1607.424 | 1483.776 | 1421.952 | 1360.128 |  | 1174.656
NON UL | CONVENTIONAL | CX-201 | Convntionl Manual Callpoint w/back box + Hinged Plastic Cover + Bezel for Flush Mount (to cover 2x4 utility box) MBGHCC+MBGBEZ |  | 1497.6 | 2096.64 | 1677.312 | 1677.312 | 2023-08-16 | 2515.968 | 2180.5056 | 2180.5056 | 2012.7744 | 1928.9088 | 1845.0432 |  | 1593.4464 | CX-201 (1,150) MBGHCC/CXPC (340)
NON UL | CONVENTIONAL | CFB6D24 | Alarm Bell 24VDC Solenoid 6" 95DB |  | 1584 | 2217.6 | 1774.08 | 1774.08 | OLD PRICE | 2661.12 | 2306.304 | 2306.304 | 2128.896 | 2040.192 | 1951.488 |  | 1685.376
NON UL | CONVENTIONAL | CFB8D24 | Alarm Bell 24VDC Solenoid 8" 97DB |  | 1161.6 | 1626.24 | 1300.992 | 1300.992 | OLD PRICE | 1951.488 | 1691.2896 | 1691.2896 | 1561.1904 | 1496.1408 | 1431.0912 |  | 1235.9424
NON UL | CONVENTIONAL | HNR | Sounder |  | 2500 | 2500 | 2000 | 2000 | 2022-02-09 | 3000 | 2600 | 2600 | 2400 | 2300 | 2200 |  | 1900
NON UL | CONVENTIONAL | HSR | Sounder/Beacon |  | 3792 | 5308.8 | 4104 | 4247.04 | 2024-10-22 | 6156 | 5335.2 | 5335.2 | 4924.8 | 4719.6 | 4514.4 |  | 4034.688
NON UL | CONVENTIONAL | FL-RL-R-S | Flashni 32 tone Horn Sounder w/Strobe (Shallow Base) |  | 2976 | 4166.4 | 3333.12 | 3333.12 | OLD PRICE | 4999.68 | 4333.056 | 4333.056 | 3999.744 | 3833.088 | 3666.432 |  | 3166.464
NON UL | CONVENTIONAL | FL-RL-R-D | Flashni 32 tone Horn Sounder w/Strobe (Deep Base) surface mount |  | 3648 | 5107.2 | 4085.76 | 4085.76 | OLD PRICE | 6128.64 | 5311.488 | 5311.488 | 4902.912 | 4698.624 | 4494.336 |  | 3881.472
NON UL | CONVENTIONAL | ROLP-R-S | Roshni 32 tone Horn Sounder 24VDC 102 DB Surface Mouny |  | 931.2 | 1303.68 | 1042.944 | 1042.944 | OLD PRICE | 1564.416 | 1355.8272 | 1355.8272 | 1251.5328 | 1199.3856 | 1147.2384 |  | 990.7968
NON UL | CONVENTIONAL | MXB-124DB | Xenon Strobe Light 1W Flush Mount |  | 2688 | 3763.2 | 3010.56 | 3010.56 | OLD PRICE | 4515.84 | 3913.728 | 3913.728 | 3612.672 | 3462.144 | 3311.616 |  | 2860.032
NON UL | CONVENTIONAL | BW0B8Z | Relay Board for Annunciator for 8 zones |  | 4704 | 6585.6 | 5268.48 | 5268.48 | OLD PRICE | 7902.72 | 6849.024 | 6849.024 | 6322.176 | 6058.752 | 5795.328 |  | 5005.056
NON UL | CONVENTIONAL | MDS-824 | Base Mountable Sounder |  | 3360 | 4704 | 3763.2 | 3763.2 | OLD PRICE | 5644.8 | 4892.16 | 4892.16 | 4515.84 | 4327.68 | 4139.52 |  | 3575.04
NON UL | CONVENTIONAL | MBD-50R/MRBFP | Reflective Beam Detector 50M w/Mounting Bracket for MBD50R |  | 56496 | 79094.4 | 63275.52 | 63275.52 | OLD PRICE | 94913.28 | 82258.176 | 82258.176 | 75930.624 | 72766.848 | 69603.072 |  | 60111.744
NON UL | CONVENTIONAL | MBD-100R/MRBFP | Reflective Beam Detector 50M w/Mounting Bracket for MBD100R |  | 58896 | 82454.4 | 65963.52 | 65963.52 | OLD PRICE | 98945.28 | 85752.576 | 85752.576 | 79156.224 | 75858.048 | 72559.872 |  | 62665.344
NON UL | CONVENTIONAL | FX-251/C | Remote LED Indicator for (Doors/Hallways & Remote Areas) |  | 864 | 1209.6 | 967.68 | 967.68 | OLD PRICE | 1451.52 | 1257.984 | 1257.984 | 1161.216 | 1112.832 | 1064.448 |  | 919.296
NON UL | CONVENTIONAL | CIR-301 | Remote LED Indicator for (Doors/Hallways & Remote Areas) IP66 |  | 696 | 974.4 | 779.52 | 779.52 | OLD PRICE | 1169.28 | 1013.376 | 1013.376 | 935.424 | 896.448 | 857.472 |  | 740.544
NON UL | CONVENTIONAL | EOLM | Active end of Line Resistor |  | 690 | 700 | 700 | 700 | 2022-02-14 | 1050 | 910 | 910 | 840 | 805 | 770 |  | 665
NON UL | CONVENTIONAL | SD1-EUR | Speech Dialer |  | 13440 | 18816 | 15052.8 | 15052.8 | OLD PRICE | 22579.2 | 19568.64 | 19568.64 | 18063.36 | 17310.72 | 16558.08 |  | 14300.16
NON UL | CONVENTIONAL | SQ-/03/W | Ceiling Sounder Base for attachment to any detector |  | 657.6 | 920.64 | 736.512 | 736.512 | OLD PRICE | 1104.768 | 957.4656 | 957.4656 | 883.8144 | 846.9888 | 810.1632 |  | 699.6864
NON UL | CONVENTIONAL | SQ-/05/W | Ceiling Sounder Base for attachment to any detector |  | 657.6 | 920.64 | 736.512 | 736.512 | OLD PRICE | 1104.768 | 957.4656 | 957.4656 | 883.8144 | 846.9888 | 810.1632 |  | 699.6864
NON UL | CONVENTIONAL | CX-009 | Hi-Output Sounder 102DB |  | 4396.8 | 6155.52 | 4924.416 | 4924.416 | OLD PRICE | 7386.624 | 6401.7408 | 6401.7408 | 5909.2992 | 5663.0784 | 5416.8576 |  | 4678.1952
NON UL | CONVENTIONAL | MBG-HCC | Hinged Transparent Plastic Cover Only |  | 326.4 | 456.96 | 365.568 | 365.568 | OLD PRICE | 548.352 | 475.2384 | 475.2384 | 438.6816 | 420.4032 | 402.1248 |  | 347.2896
NON UL | CONVENTIONAL | MBGBEZ | Bezel for Flush Mount Call Point Only |  | 403.2 | 564.48 | 451.584 | 451.584 | OLD PRICE | 677.376 | 587.0592 | 587.0592 | 541.9008 | 519.3216 | 496.7424 |  | 429.0048
NON UL | CONVENTIONAL | MBG-118 | Replacement Glass Only |  | 160 | 160 | 128 | 128 | 2022-03-03 | 192 | 166.4 | 166.4 | 153.6 | 147.2 | 140.8 |  | 121.6
NON UL | CONVENTIONAL | Y3.2-12 | Yuasa lead Acid Battery 12V 3.2Ah |  | 1056 | 1478.4 | 1182.72 | 1182.72 | OLD PRICE | 1774.08 | 1537.536 | 1537.536 | 1419.264 | 1360.128 | 1300.992 |  | 1123.584
NON UL | CONVENTIONAL | Y2.1-12 | Yuasa lead Acid Battery 12V 12 Ah |  | 1200 | 1680 | 1344 | 1344 | OLD PRICE | 2016 | 1747.2 | 1747.2 | 1612.8 | 1545.6 | 1478.4 |  | 1276.8
NON UL | ADDRESSABLE | CF-1100VDS | Fire Alarm Control Panel Addressble 1 loop (No warranty) |  | 66240 | 92736 | 74188.8 | 74188.8 | OLD PRICE | 111283.2 | 96445.44 | 96445.44 | 89026.56 | 85317.12 | 81607.68 |  | 70479.36
NON UL | ADDRESSABLE | CF-1100VDS | Fire Alarm Control Panel Addressble 1 loop w/ AVR with warranty) |  | 68880 | 96432 | 77145.6 | 77145.6 | OLD PRICE | 115718.4 | 100289.28 | 100289.28 | 92574.72 | 88717.44 | 84860.16 |  | 73288.32
NON UL | ADDRESSABLE | CF-1200VDS | Fire Alarm Control Panel Addressble 2loops (No warranty) |  | 78912 | 110476.8 | 88381.44 | 88381.44 | OLD PRICE | 132572.16 | 114895.872 | 114895.872 | 106057.728 | 101638.656 | 97219.584 |  | 83962.368
NON UL | ADDRESSABLE | CF-1200VDS | Fire Alarm Control Panel Addressble 2 loops w/ AVR with warranty) |  | 81552 | 97820 | 78256 | 78256 | 2022-06-29 | 117384 | 101732.8 | 101732.8 | 93907.2 | 89994.4 | 86081.6 |  | 74343.2
NON UL | ADDRESSABLE | CF-1200VDSNC | Fire Alarm Control Panel Addressble 2loops (No warranty) w/ Network Card |  | 95232 | 133324.8 | 106659.84 | 106659.84 | OLD PRICE | 159989.76 | 138657.792 | 138657.792 | 127991.808 | 122658.816 | 117325.824 |  | 101326.848
NON UL | ADDRESSABLE | CF-1200VDSNC | Fire Alarm Control Panel Addressble 2 loops w/ AVR with warranty) w/ Network Card |  | 97872 | 138820 | 111056 | 111056 | 2022-06-29 | 166584 | 144372.8 | 144372.8 | 133267.2 | 127714.4 | 122161.6 |  | 105503.2
NON UL | ADDRESSABLE | CF-30002G | Fire Alarm Control Panel 2 loops up to 200 addresses per loop (No warranty) |  | 150720 | 211008 | 168806.4 | 168806.4 | OLD PRICE | 253209.6 | 219448.32 | 219448.32 | 202567.68 | 194127.36 | 185687.04 |  | 160366.08
NON UL | ADDRESSABLE | CF-30002G | Fire Alarm Control Panel 2 loops up to 200 addresses per loop w/ AVR with warranty) |  | 154444.8 | 216222.72 | 172978.176 | 172978.176 | OLD PRICE | 259467.264 | 224871.6288 | 224871.6288 | 207573.8112 | 198924.9024 | 190275.9936 |  | 164329.2672
NON UL | ADDRESSABLE | CF-30002GNC | Fire Alarm Control Panel 2 loops up to 200 addresses per loop (No warranty) w/ Network Card |  | 167040 | 233856 | 187084.8 | 187084.8 | OLD PRICE | 280627.2 | 243210.24 | 243210.24 | 224501.76 | 215147.52 | 205793.28 |  | 177730.56
NON UL | ADDRESSABLE | CF-30002GNC | Fire Alarm Control Panel 2 loops up to 200 addresses per loop w/ AVR with warranty) w/ Network Card |  | 170764.8 | 239070.72 | 191256.576 | 191256.576 | OLD PRICE | 286884.864 | 248633.5488 | 248633.5488 | 229507.8912 | 219945.0624 | 210382.2336 |  | 181693.7472
NON UL | ADDRESSABLE | CF-30004G | Fire Alarm Control Panel 4 loops up to 200 addresses per loop (No warranty) |  | 164832 | 230764.8 | 184611.84 | 184611.84 | OLD PRICE | 276917.76 | 239995.392 | 239995.392 | 221534.208 | 212303.616 | 203073.024 |  | 175381.248
NON UL | ADDRESSABLE | CF-30004G | Fire Alarm Control Panel 4 loops up to 200 addresses per loop w/ AVR with warranty) |  | 168556.8 | 235979.52 | 188783.616 | 188783.616 | OLD PRICE | 283175.424 | 245418.7008 | 245418.7008 | 226540.3392 | 217101.1584 | 207661.9776 |  | 179344.4352
NON UL | ADDRESSABLE | CF-30004GNC | Fire Alarm Control Panel 4 loops up to 200 addresses per loop (No warranty) w/ Network Card |  | 181152 | 253612.8 | 202890.24 | 202890.24 | OLD PRICE | 304335.36 | 263757.312 | 263757.312 | 243468.288 | 233323.776 | 223179.264 |  | 192745.728
NON UL | ADDRESSABLE | CF-30004GNC | Fire Alarm Control Panel 4 loops up to 200 addresses per loop w/ AVR with warranty) w/ Network Card |  | 184876.8 | 258827.52 | 207062.016 | 207062.016 | OLD PRICE | 310593.024 | 269180.6208 | 269180.6208 | 248474.4192 | 238121.3184 | 227768.2176 |  | 196708.9152
NON UL | ADDRESSABLE | CF-30004GP | Fire Alarm Control Panel 4 loops up to 200 addresses per loop (No warranty) w/ Printer |  | 188160 | 263424 | 210739.2 | 210739.2 | OLD PRICE | 316108.8 | 273960.96 | 273960.96 | 252887.04 | 242350.08 | 231813.12 |  | 200202.24
NON UL | ADDRESSABLE | CF-30004GP | Fire Alarm Control Panel 4 loops up to 200 addresses per loop w/ AVR with warranty) w/ Printer |  | 191884.8 | 268638.72 | 214910.976 | 214910.976 | OLD PRICE | 322366.464 | 279384.2688 | 279384.2688 | 257893.1712 | 247147.6224 | 236402.0736 |  | 204165.4272
NON UL | ADDRESSABLE | CF-30004GPNC | Fire Alarm Control Panel 4 loops up to 200 addresses per loop (No warranty) w/ Printer w/Network Card |  | 204480 | 286272 | 229017.6 | 229017.6 | OLD PRICE | 343526.4 | 297722.88 | 297722.88 | 274821.12 | 263370.24 | 251919.36 |  | 217566.72
NON UL | ADDRESSABLE | CF-30004GPNC | Fire Alarm Control Panel 4 loops up to 200 addresses per loop w/ AVR with warranty) w/ Printer w/ Network Card |  | 208204.8 | 291486.72 | 233189.376 | 233189.376 | OLD PRICE | 349784.064 | 303146.1888 | 303146.1888 | 279827.2512 | 268167.7824 | 256508.3136 |  | 221529.9072
NON UL | ADDRESSABLE | CAP-320 | Smoke Photoelectric Detector Headsw/base CAB-300 |  | 3110 | 3110 | 3515 | 2488 | 2025-10-04 | 5272.5 | 4569.5 | 4569.5 | 4218 | 4042.25 | 3866.5 |  | 2363.6
NON UL | ADDRESSABLE | CAPT-340 | Combined Photo Thermal Detector Heads w/ base CAB-300 |  | 2889.6 | 4045.44 | 4115 | 3236.352 | 2024-02-26 | 6172.5 | 5349.5 | 5349.5 | 4938 | 4732.25 | 4526.5 |  | 3074.5344
NON UL | ADDRESSABLE | CAH-330 | Heat Multi Mode Detector Heads w/Base CAB-300 |  | 2726.4 | 3816.96 | 3053.568 | 3053.568 | OLD PRICE | 4580.352 | 3969.6384 | 3969.6384 | 3664.2816 | 3511.6032 | 3358.9248 |  | 2900.8896
NON UL | ADDRESSABLE | CBG-370S | Addressble Manual Call Point + MBGHXCC Hinged Plastic + MBGBEZ Bezel for Flush Mount Call Point |  | 4185.6 | 5859.84 | 4687.872 | 4687.872 | OLD PRICE | 7031.808 | 6094.2336 | 6094.2336 | 5625.4464 | 5391.0528 | 5156.6592 |  | 4453.4784
NON UL | ADDRESSABLE | CAS-380 | Sounder Base ceiling Mount 95db |  | 3657.6 | 5120.64 | 4096.512 | 4096.512 | OLD PRICE | 6144.768 | 5325.4656 | 5325.4656 | 4915.8144 | 4710.9888 | 4506.1632 |  | 3891.6864
NON UL | ADDRESSABLE | CAS-381 | 3 tone Sounder wall mount 100DB |  | 4032 | 5644.8 | 4515.84 | 4515.84 | OLD PRICE | 6773.76 | 5870.592 | 5870.592 | 5419.008 | 5193.216 | 4967.424 |  | 4290.048
NON UL | ADDRESSABLE | CASB-383 | COOPER 3-TONE COMBINATION SOUNDER & BEACON 100dB |  | 5376 | 7526.4 | 7900 | 6021.12 | 2025-10-06 | 11850 | 10270 | 10270 | 9480 | 9085 | 8690 |  | 5720.064
NON UL | ADDRESSABLE | MIU-871 | Zone monitor Module |  | 2832 | 3964.8 | 3171.84 | 3171.84 | OLD PRICE | 4757.76 | 4123.392 | 4123.392 | 3806.208 | 3647.616 | 3489.024 |  | 3013.248
NON UL | ADDRESSABLE | MIU-872X | Compact Zone Monitor Module used with 20 Conv. Detectors & unlimited no. of Call points |  | 2544 | 3561.6 | 2849.28 | 2849.28 | OLD PRICE | 4273.92 | 3704.064 | 3704.064 | 3419.136 | 3276.672 | 3134.208 |  | 2706.816
NON UL | ADDRESSABLE | MCIM | Input Modules Consume 3 addresses |  | 2256 | 3158.4 | 2526.72 | 2526.72 | OLD PRICE | 3790.08 | 3284.736 | 3284.736 | 3032.064 | 2905.728 | 2779.392 |  | 2400.384
NON UL | ADDRESSABLE | MCIM-C | Input Modules Consume 1 address |  | 2256 | 3158.4 | 2526.72 | 2526.72 | OLD PRICE | 3790.08 | 3284.736 | 3284.736 | 3032.064 | 2905.728 | 2779.392 |  | 2400.384
NON UL | ADDRESSABLE | MCIM-NF | Non Fire Input (Required per zone of conv. Call points, flow switch, tamper switch |  | 2256 | 3158.4 | 2526.72 | 2526.72 | OLD PRICE | 3790.08 | 3284.736 | 3284.736 | 3032.064 | 2905.728 | 2779.392 |  | 2400.384
NON UL | ADDRESSABLE | MCOM-S | Control Modules consume 1 address (use for Conv bels Sounders, Beacons, fans,blowers requires separate 24VDC power supply at times) |  | 2256 | 3158.4 | 2526.72 | 2526.72 | OLD PRICE | 3790.08 | 3284.736 | 3284.736 | 3032.064 | 2905.728 | 2779.392 |  | 2400.384
NON UL | ADDRESSABLE | CSI-350-X | Spur Isolator Unit Soft address , Single Address, Integral Short Circuit Isolator |  | 5184 | 7257.6 | 5806.08 | 5806.08 | OLD PRICE | 8709.12 | 7547.904 | 7547.904 | 6967.296 | 6676.992 | 6386.688 |  | 5515.776
NON UL | ADDRESSABLE | MIO--1240 | 1 -channel I/O Interface (mains rated 240V 1A) |  | 8064 | 11289.6 | 9031.68 | 9031.68 | OLD PRICE | 13547.52 | 11741.184 | 11741.184 | 10838.016 | 10386.432 | 9934.848 |  | 8580.096
NON UL | ADDRESSABLE | MIO-324 | 3-channel I/O interface |  | 9216 | 12902.4 | 10321.92 | 10321.92 | OLD PRICE | 15482.88 | 13418.496 | 13418.496 | 12386.304 | 11870.208 | 11354.112 |  | 9805.824
NON UL | ADDRESSABLE | CIO-351 | Modules for sprinkler, magnetic door contact & other motor loads |  | 10560 | 14784 | 11827.2 | 11827.2 | OLD PRICE | 17740.8 | 15375.36 | 15375.36 | 14192.64 | 13601.28 | 13009.92 |  | 11235.84
NON UL | ADDRESSABLE | MSU-840 | Shop interface Unit |  | 11808 | 16531.2 | 13224.96 | 13224.96 | OLD PRICE | 19837.44 | 17192.448 | 17192.448 | 15869.952 | 15208.704 | 14547.456 |  | 12563.712
NON UL | ADDRESSABLE | CF-300PRG | Loop Connected Repeater Panel |  | 48000 | 67200 | 53760 | 53760 | OLD PRICE | 80640 | 69888 | 69888 | 64512 | 61824 | 59136 |  | 51072
NON UL | ADDRESSABLE | CF-300PRGNC | Loop Connected Repeater Panel w/ Network Card |  | 76450 | 76450 | 61160 | 61160 | 2022-02-23 | 91740 | 79508 | 79508 | 73392 | 70334 | 67276 |  | 58102
NON UL | ADDRESSABLE | MAB-50R | Reflective Beam Detector 50R w/Mounting Bracket |  | 56496 | 79094.4 | 63275.52 | 63275.52 | OLD PRICE | 94913.28 | 82258.176 | 82258.176 | 75930.624 | 72766.848 | 69603.072 |  | 60111.744
NON UL | ADDRESSABLE | MAB-100R | Reflective Beam Detector 100R w/Mounting Bracket |  | 68976 | 96566.4 | 77253.12 | 77253.12 | OLD PRICE | 115879.68 | 100429.056 | 100429.056 | 92703.744 | 88841.088 | 84978.432 |  | 73390.464
NON UL | ADDRESSABLE | ZPCB2252-MMR | Master Relay Mimic Driver for 32 Programmable I/O (used if annunciator is 32 zones , annunciator is required) |  | 35040 | 49056 | 39244.8 | 39244.8 | OLD PRICE | 58867.2 | 51018.24 | 51018.24 | 47093.76 | 45131.52 | 43169.28 |  | 37282.56
NON UL | ADDRESSABLE | ZPCB2252-MSR | Slave Relay mimic driver for 32 programmable I/O |  | 26400 | 36960 | 29568 | 29568 | OLD PRICE | 44352 | 38438.4 | 38438.4 | 35481.6 | 34003.2 | 32524.8 |  | 28089.6
NON UL | ADDRESSABLE | ECO-232 | Monitor Software |  | 53280 | 74592 | 59673.6 | 59673.6 | OLD PRICE | 89510.4 | 77575.68 | 77575.68 | 71608.32 | 68624.64 | 65640.96 |  | 56689.92
NON UL | ADDRESSABLE | USBINT2 | USB Analog System Panel Interface |  | 16800 | 23520 | 18816 | 18816 | OLD PRICE | 28224 | 24460.8 | 24460.8 | 22579.2 | 21638.4 | 20697.6 |  | 17875.2
UL | CONVENTIONAL | UCPD-2W | Photoelectric Smoke Detector |  | 1800 | 2000 | 1600 | 1600 | 2022-12-19 | 2400 | 2080 | 2080 | 1920 | 1840 | 1760 |  | 1520
UL | CONVENTIONAL | UCHR-2W | Rate of Rise Heat Detector 135 deg. F |  | 1500 | 1600 | 1280 | 1280 | 2022-12-21 | 1920 | 1664 | 1664 | 1536 | 1472 | 1408 |  | 1216
UL | CONVENTIONAL | UCHT-2W | Fixed Heat Detector , 135 deg. F (2 wire) |  | 1708.8 | 2392.32 | 1913.856 | 1913.856 | OLD PRICE | 2870.784 | 2488.0128 | 2488.0128 | 2296.6272 | 2200.9344 | 2105.2416 |  | 1818.1632
UL | CONVENTIONAL | CB-2E | Detector base only |  | 340 | 385 | 308 | 308 | 2022-12-21 | 462 | 400.4 | 400.4 | 369.6 | 354.2 | 338.8 |  | 292.6
UL | CONVENTIONAL | SG42BK2 | Manual Pull Statio, SPST Single Action |  | 3300 | 3800 | 2888 | 3040 | 2025-10-06 | 4332 | 3754.4 | 3754.4 | 3465.6 | 3321.2 | 3176.8 |  | 2888
UL | CONVENTIONAL | ZRS-MCW-FR | Synchronized Strobe wall mount |  | 1708.8 | 2392.32 | 1913.856 | 1913.856 | OLD PRICE | 2870.784 | 2488.0128 | 2488.0128 | 2296.6272 | 2200.9344 | 2105.2416 |  | 1818.1632
UL | CONVENTIONAL | STR | Synchronized Strobe wall mount (Snap) |  | 3720 | 5208 | 4166.4 | 4166.4 | OLD PRICE | 6249.6 | 5416.32 | 5416.32 | 4999.68 | 4791.36 | 4583.04 |  | 3958.08
UL | CONVENTIONAL | HSR/CN127249 | Horn Sounder w/strobe wall mount (Snap) |  | 5400 | 7560 | 6048 | 6048 | OLD PRICE | 9072 | 7862.4 | 7862.4 | 7257.6 | 6955.2 | 6652.8 |  | 5745.6
UL | CONVENTIONAL | HNR | Horn Sounder 105db wall mount |  | 2500 | 2500 | 2000 | 2000 | 2022-02-21 | 3000 | 2600 | 2600 | 2400 | 2300 | 2200 |  | 1900
UL | CONVENTIONAL | E70-24MCW-FR | Cooper-Wheelock wall Speaker strobe |  | 4608 | 6451.2 | 5160.96 | 5160.96 | OLD PRICE | 7741.44 | 6709.248 | 6709.248 | 6193.152 | 5935.104 | 5677.056 |  | 4902.912
UL | CONVENTIONAL | E70-24MCW-FR | Cooper-Wheelock wall Speaker strobe w/back box |  | 5328 | 7459.2 | 5967.36 | 5967.36 | OLD PRICE | 8951.04 | 7757.568 | 7757.568 | 7160.832 | 6862.464 | 6564.096 |  | 5668.992
UL | CONVENTIONAL | CFB6D24 | Alarm Bell 24VDC Solenoid 6" 95DB |  | 960 | 1344 | 1075.2 | 1075.2 | OLD PRICE | 1612.8 | 1397.76 | 1397.76 | 1290.24 | 1236.48 | 1182.72 |  | 1021.44
|  | HNR/CN126292 | COOPER HORN, WALL MOUNT SNAP BASE |  | 2500 | 2500 | 2166 | 2000 | 2024-08-22 | 3249 | 2815.8 | 2815.8 | 2599.2 | 2490.9 | 2382.6 | alternative for CFB6D24 | 1900
UL | CONVENTIONAL | CFB8D24 | Alarm Bell 24VDC Solenoid 8" 97DB |  | 1161.6 | 1161.6 | 929.28 | 929.28 | OLD PRICE | 1393.92 | 1208.064 | 1208.064 | 1115.136 | 1068.672 | 1022.208 |  | 882.816
UL | ADDRESSABLE | ULCF30002G | Fire Alarm Control Panel 2 loops up to 200 addresses per loop (No warranty) |  | 164160 | 229824 | 183859.2 | 183859.2 | OLD PRICE | 275788.8 | 239016.96 | 239016.96 | 220631.04 | 211438.08 | 202245.12 |  | 174666.24
UL | ADDRESSABLE | ULCF30002G | Fire Alarm Control Panel 2 loops up to 200 addresses per loop w/ AVR with warranty) |  | 167884.8 | 235038.72 | 188030.976 | 188030.976 | OLD PRICE | 282046.464 | 244440.2688 | 244440.2688 | 225637.1712 | 216235.6224 | 206834.0736 |  | 178629.4272
UL | ADDRESSABLE | ULCF30002GNC | Fire Alarm Control Panel 2 loops up to 200 addresses per loop (No warranty) w/ Networl Card |  | 192096 | 268934.4 | 215147.52 | 215147.52 | OLD PRICE | 322721.28 | 279691.776 | 279691.776 | 258177.024 | 247419.648 | 236662.272 |  | 204390.144
UL | ADDRESSABLE | ULCF30002GNC | Fire Alarm Control Panel 2 loops up to 200 addresses per loop w/ AVR with warranty) w/networkCard |  | 195820.8 | 274149.12 | 219319.296 | 219319.296 | OLD PRICE | 328978.944 | 285115.0848 | 285115.0848 | 263183.1552 | 252217.1904 | 241251.2256 |  | 208353.3312
UL | ADDRESSABLE | ULCF30002GP | Fire Alarm Control Panel 2 loops up to 200 addresses per loop (No warranty) w/ Printer |  | 187488 | 262483.2 | 209986.56 | 209986.56 | OLD PRICE | 314979.84 | 272982.528 | 272982.528 | 251983.872 | 241484.544 | 230985.216 |  | 199487.232
UL | ADDRESSABLE | ULCF30002GP | Fire Alarm Control Panel 2 loops up to 200 addresses per loop w/ AVR with warranty) w/Printer |  | 191212.8 | 267697.92 | 214158.336 | 214158.336 | OLD PRICE | 321237.504 | 278405.8368 | 278405.8368 | 256990.0032 | 246282.0864 | 235574.1696 |  | 203450.4192
UL | ADDRESSABLE | ULCF30002GPNC | Fire Alarm Control Panel 2 loops up to 200 addresses per loop (No warranty) w/ Printer & Network Card |  | 215424 | 301593.6 | 241274.88 | 241274.88 | OLD PRICE | 361912.32 | 313657.344 | 313657.344 | 289529.856 | 277466.112 | 265402.368 |  | 229211.136
UL | ADDRESSABLE | ULCF30002GPNC | Fire Alarm Control Panel 2 loops up to 200 addresses per loop w/ AVR with warranty) w/Printer & Network Card |  | 219148.8 | 306808.32 | 245446.656 | 245446.656 | OLD PRICE | 368169.984 | 319080.6528 | 319080.6528 | 294535.9872 | 282263.6544 | 269991.3216 |  | 233174.3232
UL | ADDRESSABLE | ULCF-30004G | Fire Alarm Control Panel 4 loops up to 200 addresses per loop (No warranty) |  | 181440 | 254016 | 203212.8 | 203212.8 | OLD PRICE | 304819.2 | 264176.64 | 264176.64 | 243855.36 | 233694.72 | 223534.08 |  | 193052.16
UL | ADDRESSABLE | ULCF-30004G | Fire Alarm Control Panel 4 loops up to 200 addresses per loop w/ AVR with warranty) |  | 185164.8 | 259230.72 | 207384.576 | 207384.576 | OLD PRICE | 311076.864 | 269599.9488 | 269599.9488 | 248861.4912 | 238492.2624 | 228123.0336 |  | 197015.3472
UL | ADDRESSABLE | ULCF-30004GNC | Fire Alarm Control Panel 4 loops up to 200 addresses per loop (No warranty) w/Network Card |  | 209376 | 293126.4 | 234501.12 | 234501.12 | OLD PRICE | 351751.68 | 304851.456 | 304851.456 | 281401.344 | 269676.288 | 257951.232 |  | 222776.064
UL | ADDRESSABLE | ULCF-30004GNC | Fire Alarm Control Panel 4 loops up to 200 addresses per loop w/ AVR with warranty) w/ Network Card |  | 213100.8 | 298341.12 | 238672.896 | 238672.896 | OLD PRICE | 358009.344 | 310274.7648 | 310274.7648 | 286407.4752 | 274473.8304 | 262540.1856 |  | 226739.2512
UL | ADDRESSABLE | ULCF-30004GP | Fire Alarm Control Panel 4 loops up to 200 addresses per loop (No warranty) w/Printer |  | 204768 | 286675.2 | 229340.16 | 229340.16 | OLD PRICE | 344010.24 | 298142.208 | 298142.208 | 275208.192 | 263741.184 | 252274.176 |  | 217873.152
UL | ADDRESSABLE | ULCF-30004GP | Fire Alarm Control Panel 4 loops up to 200 addresses per loop w/ AVR with warranty) w/ Printer |  | 208492.8 | 291889.92 | 233511.936 | 233511.936 | OLD PRICE | 350267.904 | 303565.5168 | 303565.5168 | 280214.3232 | 268538.7264 | 256863.1296 |  | 221836.3392
UL | ADDRESSABLE | ULCF-30004GPNC | Fire Alarm Control Panel 4 loops up to 200 addresses per loop (No warranty) w/Printer & Network Card |  | 232704 | 325785.6 | 260628.48 | 260628.48 | OLD PRICE | 390942.72 | 338817.024 | 338817.024 | 312754.176 | 299722.752 | 286691.328 |  | 247597.056
UL | ADDRESSABLE | ULCF-30004GPNC | Fire Alarm Control Panel 4 loops up to 200 addresses per loop w/ AVR with warranty) w/ Printer & Network Card |  | 236428.8 | 331000.32 | 264800.256 | 264800.256 | OLD PRICE | 397200.384 | 344240.3328 | 344240.3328 | 317760.3072 | 304520.2944 | 291280.2816 |  | 251560.2432
UL | ADDRESSABLE | DF6000PKIT | Standard Printer for ULCF3000/CF3000 |  | 19550 | 19550 | 15640 | 15640 | 2022-02-23 | 23460 | 20332 | 20332 | 18768 | 17986 | 17204 |  | 14858
UL | ADDRESSABLE | YPCBNCDR | Network card for UL Series |  | 27936 | 39110.4 | 31288.32 | 31288.32 | OLD PRICE | 46932.48 | 40674.816 | 40674.816 | 37545.984 | 35981.568 | 34417.152 |  | 29723.904
UL | ADDRESSABLE | ULCF3000PRG | Loop Repeater |  | 46560 | 65184 | 52147.2 | 52147.2 | OLD PRICE | 78220.8 | 67791.36 | 67791.36 | 62576.64 | 59969.28 | 57361.92 |  | 49539.84
UL | ADDRESSABLE | ULCTPR3000 | Touch Screen Repeater Panel w/Network Card |  | 61824 | 86553.6 | 69242.88 | 69242.88 | OLD PRICE | 103864.32 | 90015.744 | 90015.744 | 83091.456 | 79629.312 | 76167.168 |  | 65780.736
UL | ADDRESSABLE | ULCAP-320 | AddressblePhotoelectric Smoke Detector |  | 2700 | 3000 | 2400 | 2400 | 2024-02-13 | 3600 | 3120 | 3120 | 2880 | 2760 | 2640 |  | 2280
UL | ADDRESSABLE | ULCAH-330 | Addressble Multi Mode Heat Detector |  | 2496 | 3 ,215.00 | 3215 | #VALUE! | 2024-02-26 | 4822.5 | 4179.5 | 4179.5 | 3858 | 3697.25 | 3536.5 |  | #VALUE!
UL | ADDRESSABLE | UCAB-300 | Addressable Detector Base only |  | 380 | 515 | 412 | 412 | 2024-02-13 | 618 | 535.6 | 535.6 | 494.4 | 473.8 | 453.2 |  | 391.4
UL | ADDRESSABLE | UMPS-100 | AddressbleManual Call Point w/back Box flush mount |  | 8016 | 11222.4 | 8977.92 | 8977.92 | OLD PRICE | 13466.88 | 11671.296 | 11671.296 | 10773.504 | 10324.608 | 9875.712 |  | 8529.024
UL | ADDRESSABLE | ULMIU-872 | Mini Zone Monitor Module (for Convntionl Devices) |  | 4392 | 4050 | 3240 | 3240 | 2023-02-10 | 4860 | 4212 | 4212 | 3888 | 3726 | 3564 |  | 3078
| ADDRESSABLE | ULMCIM-C | Mini Single Input Module Consumes 1 address |  | 3000 | 3000 | 3350 | 2400 | 2024-02-26 | 5025 | 4355 | 4355 | 4020 | 3852.5 | 3685 |  | 2280
UL | ADDRESSABLE | ULMCIM | Mini Single Input Module Consumes 3 address |  | 2198.4 | 3077.76 | 2462.208 | 2462.208 | OLD PRICE | 3693.312 | 3200.8704 | 3200.8704 | 2954.6496 | 2831.5392 | 2708.4288 |  | 2339.0976
UL | ADDRESSABLE | ULMCOM | Mini Single Output Control Module consumes 3 address |  | 2275.2 | 3185.28 | 2548.224 | 2548.224 | OLD PRICE | 3822.336 | 3312.6912 | 3312.6912 | 3057.8688 | 2930.4576 | 2803.0464 |  | 2420.8128
UL | ADDRESSABLE | ULMCOM-S | Mini Single Output Control Module consumes 1 address |  | 2496 | 3494.4 | 3700 | 2795.52 | 2024-02-26 | 5550 | 4810 | 4810 | 4440 | 4255 | 4070 |  | 2655.744
UL | ADDRESSABLE | CFVCC-5X | Stand Alone Firemans Master Station (non Networkable) VOCALL Compact 5 lines |  | 61440 | 86016 | 68812.8 | 68812.8 | OLD PRICE | 103219.2 | 89456.64 | 89456.64 | 82575.36 | 79134.72 | 75694.08 |  | 65372.16
UL | ADDRESSABLE | CFVCCM9 | Line Echange unit |  | 67392 | 94348.8 | 75479.04 | 75479.04 | OLD PRICE | 113218.56 | 98122.752 | 98122.752 | 90574.848 | 86800.896 | 83026.944 |  | 71705.088
UL | ADDRESSABLE | CFVCRH-S | Firemans Telephone Handset |  | 9408 | 13171.2 | 10536.96 | 10536.96 | OLD PRICE | 15805.44 | 13698.048 | 13698.048 | 12644.352 | 12117.504 | 11590.656 |  | 10010.112
UL | ADDRESSABLE | CFVCRJP | Vocal Jack Metal Plate |  | 1824 | 2553.6 | 2042.88 | 2042.88 | OLD PRICE | 3064.32 | 2655.744 | 2655.744 | 2451.456 | 2349.312 | 2247.168 |  | 1940.736
UL | ADDRESSABLE | TJ-PR | Telephone Modular Jack w/plastic Plate |  | 816 | 1142.4 | 913.92 | 913.92 | OLD PRICE | 1370.88 | 1188.096 | 1188.096 | 1096.704 | 1051.008 | 1005.312 |  | 868.224
|  | USBINT2 |  |  | 20000 | 20000 | 16000 | 16000 | 2022-06-20 | 24000 | 20800 | 20800 | 19200 | 18400 | 17600 |  | 15200
[8 empty] | 0 |  | 0 | 0 | 0 | 0 | 0 | 0 |  | 0
[8 empty] | 0 |  | 0 | 0 | 0 | 0 | 0 | 0 |  | 0
[8 empty] | 0 |  | 0 | 0 | 0 | 0 | 0 | 0 |  | 0
[8 empty] | 0 |  | 0 | 0 | 0 | 0 | 0 | 0 |  | 0
[8 empty] | 0 |  | 0 | 0 | 0 | 0 | 0 | 0 |  | 0
[8 empty] | 0 |  | 0 | 0 | 0 | 0 | 0 | 0 |  | 0
[8 empty] | 0 |  | 0 | 0 | 0 | 0 | 0 | 0 |  | 0
[8 empty] | 0 |  | 0 | 0 | 0 | 0 | 0 | 0 |  | 0
[8 empty] | 0 |  | 0 | 0 | 0 | 0 | 0 | 0 |  | 0
[8 empty] | 0 |  | 0 | 0 | 0 | 0 | 0 | 0 |  | 0
[8 empty] | 0 |  | 0 | 0 | 0 | 0 | 0 | 0 |  | 0
[8 empty] | 0 |  | 0 | 0 | 0 | 0 | 0 | 0 |  | 0
[8 empty] | 0 |  | 0 | 0 | 0 | 0 | 0 | 0 |  | 0
[8 empty] | 0 |  | 0 | 0 | 0 | 0 | 0 | 0 |  | 0
[8 empty] | 0 |  | 0 | 0 | 0 | 0 | 0 | 0 |  | 0
[8 empty] | 0 |  | 0 | 0 | 0 | 0 | 0 | 0 |  | 0
[8 empty] | 0 |  | 0 | 0 | 0 | 0 | 0 | 0 |  | 0
[8 empty] | 0 |  | 0 | 0 | 0 | 0 | 0 | 0 |  | 0
[8 empty] | 0 |  | 0 | 0 | 0 | 0 | 0 | 0 |  | 0
[8 empty] | 0 |  | 0 | 0 | 0 | 0 | 0 | 0 |  | 0
[8 empty] | 0 |  | 0 | 0 | 0 | 0 | 0 | 0 |  | 0
[8 empty] | 0 |  | 0 | 0 | 0 | 0 | 0 | 0 |  | 0
[8 empty] | 0 |  | 0 | 0 | 0 | 0 | 0 | 0 |  | 0
[8 empty] | 0 |  | 0 | 0 | 0 | 0 | 0 | 0 |  | 0
[8 empty] | 0 |  | 0 | 0 | 0 | 0 | 0 | 0 |  | 0
[8 empty] | 0 |  | 0 | 0 | 0 | 0 | 0 | 0 |  | 0
[8 empty] | 0 |  | 0 | 0 | 0 | 0 | 0 | 0 |  | 0
[8 empty] | 0 |  | 0 | 0 | 0 | 0 | 0 | 0 |  | 0
[8 empty] | 0 |  | 0 | 0 | 0 | 0 | 0 | 0 |  | 0
[8 empty] | 0 |  | 0 | 0 | 0 | 0 | 0 | 0 |  | 0
[8 empty] | 0 |  | 0 | 0 | 0 | 0 | 0 | 0 |  | 0
[8 empty] | 0 |  | 0 | 0 | 0 | 0 | 0 | 0 |  | 0
[8 empty] | 0 |  | 0 | 0 | 0 | 0 | 0 | 0 |  | 0
[8 empty] | 0 |  | 0 | 0 | 0 | 0 | 0 | 0 |  | 0
[8 empty] | 0 |  | 0 | 0 | 0 | 0 | 0 | 0 |  | 0
[8 empty] | 0 |  | 0 | 0 | 0 | 0 | 0 | 0 |  | 0
[8 empty] | 0 |  | 0 | 0 | 0 | 0 | 0 | 0 |  | 0
[8 empty] | 0 |  | 0 | 0 | 0 | 0 | 0 | 0 |  | 0
[8 empty] | 0 |  | 0 | 0 | 0 | 0 | 0 | 0 |  | 0
[8 empty] | 0 |  | 0 | 0 | 0 | 0 | 0 | 0 |  | 0
[8 empty] | 0 |  | 0 | 0 | 0 | 0 | 0 | 0 |  | 0
[8 empty] | 0 |  | 0 | 0 | 0 | 0 | 0 | 0 |  | 0
[8 empty] | 0 |  | 0 | 0 | 0 | 0 | 0 | 0 |  | 0
[8 empty] | 0 |  | 0 | 0 | 0 | 0 | 0 | 0 |  | 0
[8 empty] | 0 |  | 0 | 0 | 0 | 0 | 0 | 0 |  | 0
[8 empty] | 0 |  | 0 | 0 | 0 | 0 | 0 | 0 |  | 0
[8 empty] | 0 |  | 0 | 0 | 0 | 0 | 0 | 0 |  | 0
[8 empty] | 0 |  | 0 | 0 | 0 | 0 | 0 | 0 |  | 0
[8 empty] | 0 |  | 0 | 0 | 0 | 0 | 0 | 0 |  | 0
[8 empty] | 0 |  | 0 | 0 | 0 | 0 | 0 | 0 |  | 0
[8 empty] | 0 |  | 0 | 0 | 0 | 0 | 0 | 0 |  | 0
[8 empty] | 0 |  | 0 | 0 | 0 | 0 | 0 | 0 |  | 0
[8 empty] | 0 |  | 0 | 0 | 0 | 0 | 0 | 0 |  | 0
[8 empty] | 0 |  | 0 | 0 | 0 | 0 | 0 | 0 |  | 0
[8 empty] | 0 |  | 0 | 0 | 0 | 0 | 0 | 0 |  | 0
[8 empty] | 0 |  | 0 | 0 | 0 | 0 | 0 | 0 |  | 0
[8 empty] | 0 |  | 0 | 0 | 0 | 0 | 0 | 0 |  | 0
[8 empty] | 0 |  | 0 | 0 | 0 | 0 | 0 | 0 |  | 0
[8 empty] | 0 |  | 0 | 0 | 0 | 0 | 0 | 0 |  | 0
[8 empty] | 0 |  | 0 | 0 | 0 | 0 | 0 | 0 |  | 0
[8 empty] | 0 |  | 0 | 0 | 0 | 0 | 0 | 0 |  | 0
[8 empty] | 0 |  | 0 | 0 | 0 | 0 | 0 | 0 |  | 0
[8 empty] | 0 |  | 0 | 0 | 0 | 0 | 0 | 0 |  | 0
[8 empty] | 0 |  | 0 | 0 | 0 | 0 | 0 | 0 |  | 0
[8 empty] | 0 |  | 0 | 0 | 0 | 0 | 0 | 0 |  | 0
[8 empty] | 0 |  | 0 | 0 | 0 | 0 | 0 | 0 |  | 0
[8 empty] | 0 |  | 0 | 0 | 0 | 0 | 0 | 0 |  | 0
[8 empty] | 0 |  | 0 | 0 | 0 | 0 | 0 | 0 |  | 0
[8 empty] | 0 |  | 0 | 0 | 0 | 0 | 0 | 0 |  | 0
[8 empty] | 0 |  | 0 | 0 | 0 | 0 | 0 | 0 |  | 0
[8 empty] | 0 |  | 0 | 0 | 0 | 0 | 0 | 0 |  | 0
[8 empty] | 0 |  | 0 | 0 | 0 | 0 | 0 | 0 |  | 0
[8 empty] | 0 |  | 0 | 0 | 0 | 0 | 0 | 0 |  | 0
[8 empty] | 0 |  | 0 | 0 | 0 | 0 | 0 | 0 |  | 0
[8 empty] | 0 |  | 0 | 0 | 0 | 0 | 0 | 0 |  | 0
[8 empty] | 0 |  | 0 | 0 | 0 | 0 | 0 | 0 |  | 0
[8 empty] | 0 |  | 0 | 0 | 0 | 0 | 0 | 0 |  | 0
[8 empty] | 0 |  | 0 | 0 | 0 | 0 | 0 | 0 |  | 0
[8 empty] | 0 |  | 0 | 0 | 0 | 0 | 0 | 0 |  | 0
[8 empty] | 0 |  | 0 | 0 | 0 | 0 | 0 | 0 |  | 0
[8 empty] | 0 |  | 0 | 0 | 0 | 0 | 0 | 0 |  | 0
[8 empty] | 0 |  | 0 | 0 | 0 | 0 | 0 | 0 |  | 0
[8 empty] | 0 |  | 0 | 0 | 0 | 0 | 0 | 0 |  | 0
[8 empty] | 0 |  | 0 | 0 | 0 | 0 | 0 | 0 |  | 0
[8 empty] | 0 |  | 0 | 0 | 0 | 0 | 0 | 0 |  | 0
[8 empty] | 0 |  | 0 | 0 | 0 | 0 | 0 | 0 |  | 0
[8 empty] | 0 |  | 0 | 0 | 0 | 0 | 0 | 0 |  | 0
[8 empty] | 0 |  | 0 | 0 | 0 | 0 | 0 | 0 |  | 0
[8 empty] | 0 |  | 0 | 0 | 0 | 0 | 0 | 0 |  | 0
[8 empty] | 0 |  | 0 | 0 | 0 | 0 | 0 | 0 |  | 0
[8 empty] | 0 |  | 0 | 0 | 0 | 0 | 0 | 0 |  | 0
[8 empty] | 0 |  | 0 | 0 | 0 | 0 | 0 | 0 |  | 0
[8 empty] | 0 |  | 0 | 0 | 0 | 0 | 0 | 0 |  | 0
[8 empty] | 0 |  | 0 | 0 | 0 | 0 | 0 | 0 |  | 0
[8 empty] | 0 |  | 0 | 0 | 0 | 0 | 0 | 0 |  | 0
[8 empty] | 0 |  | 0 | 0 | 0 | 0 | 0 | 0 |  | 0
[8 empty] | 0 |  | 0 | 0 | 0 | 0 | 0 | 0 |  | 0
[8 empty] | 0 |  | 0 | 0 | 0 | 0 | 0 | 0 |  | 0
[8 empty] | 0 |  | 0 | 0 | 0 | 0 | 0 | 0 |  | 0
[8 empty] | 0 |  | 0 | 0 | 0 | 0 | 0 | 0 |  | 0
[8 empty] | 0 |  | 0 | 0 | 0 | 0 | 0 | 0 |  | 0
[8 empty] | 0 |  | 0 | 0 | 0 | 0 | 0 | 0 |  | 0
[8 empty] | 0 |  | 0 | 0 | 0 | 0 | 0 | 0 |  | 0
[8 empty] | 0 |  | 0 | 0 | 0 | 0 | 0 | 0 |  | 0
[8 empty] | 0 |  | 0 | 0 | 0 | 0 | 0 | 0 |  | 0
[8 empty] | 0 |  | 0 | 0 | 0 | 0 | 0 | 0 |  | 0
[8 empty] | 0 |  | 0 | 0 | 0 | 0 | 0 | 0 |  | 0
[8 empty] | 0 |  | 0 | 0 | 0 | 0 | 0 | 0 |  | 0
[8 empty] | 0 |  | 0 | 0 | 0 | 0 | 0 | 0 |  | 0
[8 empty] | 0 |  | 0 | 0 | 0 | 0 | 0 | 0 |  | 0
[8 empty] | 0 |  | 0 | 0 | 0 | 0 | 0 | 0 |  | 0
[8 empty] | 0 |  | 0 | 0 | 0 | 0 | 0 | 0 |  | 0
[8 empty] | 0 |  | 0 | 0 | 0 | 0 | 0 | 0 |  | 0
[8 empty] | 0 |  | 0 | 0 | 0 | 0 | 0 | 0 |  | 0
[8 empty] | 0 |  | 0 | 0 | 0 | 0 | 0 | 0 |  | 0
[8 empty] | 0 |  | 0 | 0 | 0 | 0 | 0 | 0 |  | 0
[8 empty] | 0 |  | 0 | 0 | 0 | 0 | 0 | 0 |  | 0
[8 empty] | 0 |  | 0 | 0 | 0 | 0 | 0 | 0 |  | 0
[8 empty] | 0 |  | 0 | 0 | 0 | 0 | 0 | 0 |  | 0
[8 empty] | 0 |  | 0 | 0 | 0 | 0 | 0 | 0 |  | 0
[8 empty] | 0 |  | 0 | 0 | 0 | 0 | 0 | 0 |  | 0
[8 empty] | 0 |  | 0 | 0 | 0 | 0 | 0 | 0 |  | 0
[8 empty] | 0 |  | 0 | 0 | 0 | 0 | 0 | 0 |  | 0
[8 empty] | 0 |  | 0 | 0 | 0 | 0 | 0 | 0 |  | 0
[8 empty] | 0 |  | 0 | 0 | 0 | 0 | 0 | 0 |  | 0
[8 empty] | 0 |  | 0 | 0 | 0 | 0 | 0 | 0 |  | 0
[8 empty] | 0 |  | 0 | 0 | 0 | 0 | 0 | 0 |  | 0
[8 empty] | 0 |  | 0 | 0 | 0 | 0 | 0 | 0 |  | 0
[8 empty] | 0 |  | 0 | 0 | 0 | 0 | 0 | 0 |  | 0
[8 empty] | 0 |  | 0 | 0 | 0 | 0 | 0 | 0 |  | 0
[8 empty] | 0 |  | 0 | 0 | 0 | 0 | 0 | 0 |  | 0
[8 empty] | 0 |  | 0 | 0 | 0 | 0 | 0 | 0 |  | 0
[8 empty] | 0 |  | 0 | 0 | 0 | 0 | 0 | 0 |  | 0
[8 empty] | 0 |  | 0 | 0 | 0 | 0 | 0 | 0 |  | 0
[8 empty] | 0 |  | 0 | 0 | 0 | 0 | 0 | 0 |  | 0
[8 empty] | 0 |  | 0 | 0 | 0 | 0 | 0 | 0 |  | 0
[8 empty] | 0 |  | 0 | 0 | 0 | 0 | 0 | 0 |  | 0
[8 empty] | 0 |  | 0 | 0 | 0 | 0 | 0 | 0 |  | 0
[8 empty] | 0 |  | 0 | 0 | 0 | 0 | 0 | 0 |  | 0
[8 empty] | 0 |  | 0 | 0 | 0 | 0 | 0 | 0 |  | 0
[8 empty] | 0 |  | 0 | 0 | 0 | 0 | 0 | 0 |  | 0
[8 empty] | 0 |  | 0 | 0 | 0 | 0 | 0 | 0 |  | 0
[8 empty] | 0 |  | 0 | 0 | 0 | 0 | 0 | 0 |  | 0
[8 empty] | 0 |  | 0 | 0 | 0 | 0 | 0 | 0 |  | 0
[8 empty] | 0 |  | 0 | 0 | 0 | 0 | 0 | 0 |  | 0
[8 empty] | 0 |  | 0 | 0 | 0 | 0 | 0 | 0 |  | 0
[8 empty] | 0 |  | 0 | 0 | 0 | 0 | 0 | 0 |  | 0
[8 empty] | 0 |  | 0 | 0 | 0 | 0 | 0 | 0 |  | 0
[8 empty] | 0 |  | 0 | 0 | 0 | 0 | 0 | 0 |  | 0
[8 empty] | 0 |  | 0 | 0 | 0 | 0 | 0 | 0 |  | 0
[8 empty] | 0 |  | 0 | 0 | 0 | 0 | 0 | 0 |  | 0
[8 empty] | 0 |  | 0 | 0 | 0 | 0 | 0 | 0 |  | 0
[8 empty] | 0 |  | 0 | 0 | 0 | 0 | 0 | 0 |  | 0
[8 empty] | 0 |  | 0 | 0 | 0 | 0 | 0 | 0 |  | 0
[8 empty] | 0 |  | 0 | 0 | 0 | 0 | 0 | 0 |  | 0
[8 empty] | 0 |  | 0 | 0 | 0 | 0 | 0 | 0 |  | 0
[8 empty] | 0 |  | 0 | 0 | 0 | 0 | 0 | 0 |  | 0
[8 empty] | 0 |  | 0 | 0 | 0 | 0 | 0 | 0 |  | 0
[8 empty] | 0 |  | 0 | 0 | 0 | 0 | 0 | 0 |  | 0
[8 empty] | 0 |  | 0 | 0 | 0 | 0 | 0 | 0 |  | 0
[8 empty] | 0 |  | 0 | 0 | 0 | 0 | 0 | 0 |  | 0
[8 empty] | 0 |  | 0 | 0 | 0 | 0 | 0 | 0 |  | 0
[8 empty] | 0 |  | 0 | 0 | 0 | 0 | 0 | 0 |  | 0
[8 empty] | 0 |  | 0 | 0 | 0 | 0 | 0 | 0 |  | 0
[8 empty] | 0 |  | 0 | 0 | 0 | 0 | 0 | 0 |  | 0
[8 empty] | 0 |  | 0 | 0 | 0 | 0 | 0 | 0 |  | 0
[8 empty] | 0 |  | 0 | 0 | 0 | 0 | 0 | 0 |  | 0
[8 empty] | 0 |  | 0 | 0 | 0 | 0 | 0 | 0 |  | 0
[8 empty] | 0 |  | 0 | 0 | 0 | 0 | 0 | 0 |  | 0
[8 empty] | 0 |  | 0 | 0 | 0 | 0 | 0 | 0 |  | 0
[8 empty] | 0 |  | 0 | 0 | 0 | 0 | 0 | 0 |  | 0
[8 empty] | 0 |  | 0 | 0 | 0 | 0 | 0 | 0 |  | 0
[8 empty] | 0 |  | 0 | 0 | 0 | 0 | 0 | 0 |  | 0
[8 empty] | 0 |  | 0 | 0 | 0 | 0 | 0 | 0 |  | 0
[8 empty] | 0 |  | 0 | 0 | 0 | 0 | 0 | 0 |  | 0
[8 empty] | 0 |  | 0 | 0 | 0 | 0 | 0 | 0 |  | 0
[8 empty] | 0 |  | 0 | 0 | 0 | 0 | 0 | 0 |  | 0
[8 empty] | 0 |  | 0 | 0 | 0 | 0 | 0 | 0 |  | 0
[8 empty] | 0 |  | 0 | 0 | 0 | 0 | 0 | 0 |  | 0
[8 empty] | 0 |  | 0 | 0 | 0 | 0 | 0 | 0 |  | 0
[8 empty] | 0 |  | 0 | 0 | 0 | 0 | 0 | 0 |  | 0
[8 empty] | 0 |  | 0 | 0 | 0 | 0 | 0 | 0 |  | 0
[8 empty] | 0 |  | 0 | 0 | 0 | 0 | 0 | 0 |  | 0
[8 empty] | 0 |  | 0 | 0 | 0 | 0 | 0 | 0 |  | 0
[8 empty] | 0 |  | 0 | 0 | 0 | 0 | 0 | 0 |  | 0
[8 empty] | 0 |  | 0 | 0 | 0 | 0 | 0 | 0 |  | 0
[8 empty] | 0 |  | 0 | 0 | 0 | 0 | 0 | 0 |  | 0
[8 empty] | 0 |  | 0 | 0 | 0 | 0 | 0 | 0 |  | 0
[8 empty] | 0 |  | 0 | 0 | 0 | 0 | 0 | 0 |  | 0
[8 empty] | 0 |  | 0 | 0 | 0 | 0 | 0 | 0 |  | 0
[8 empty] | 0 |  | 0 | 0 | 0 | 0 | 0 | 0 |  | 0
[8 empty] | 0 |  | 0 | 0 | 0 | 0 | 0 | 0 |  | 0
[8 empty] | 0 |  | 0 | 0 | 0 | 0 | 0 | 0 |  | 0

## FDAS_ORENA (BULK ORDERS ONLY)
CATEGORY | TYPE | MODEL | ITEM DESCRIPTION Note: These products are from International, kindly consider also the shipping cost it will incurred | PURCHASE AMOUNT USD (vat ex) | PURCHASE AMOUNT IN PESO - 60.00 rate (vat ex) | Last Price Update Date | SRP (End-User) |  | DEALER's PRICE |  | CONTRACTOR's PRICE |  | REMARKS
[7 empty] | Small Volume (50% Mark-Up) | Big Volume (30% Mark-Up) | Small Volume (30% Mark-Up) | Big Volume (20% Mark-Up) | Small Volume (15% Mark-Up) | Big Volume (10% Mark-Up)
|  | OT302 | Conventional Photoelectric Smoke Detector (24VDC, 2-wires non-polarity, high quality photoelectric smoke sensor, w/o base) | 8.5 | 450.5 | 2022-03-24 | Small Volume (50% Mark-Up) | 585.65 | 585.65 | 540.6 | 518.075 | 495.55
|  | OT306 | Conventional Heat Detector (24VDC, 2-wires non-polarity, high quality temperature sensor, w/o base) | 8.2 | 434.6 | 2022-03-24 | 651.9 | 564.98 | 564.98 | 521.52 | 499.79 | 478.06
|  | OT101 | Conventional Smoke Detector (9-32VDC, 2-wires, twin LEDs for 360°visibility, with base, remote indicator output and advanced MCU expert algorithm software) | 11.22 | 594.66 | 2022-03-24 | 891.99 | 773.058 | 773.058 | 713.592 | 683.859 | 654.126
|  | OT142 | Conventional 4-Wire Relay Output Smoke Detector (9-32VDC, 4-wires, twin LEDs for 360°visibility, with base, relay contact output and advanced MCU expert algorithm software) | 12.85 | 681.05 | 2022-03-24 | 1021.575 | 885.365 | 885.365 | 817.26 | 783.2075 | 749.155
|  | OT102 | Conventional Heat Detector (ROR&FT) (9-32VDC, 2-wires, twin LEDs for 360°visibility, Rate of Rise detection responds to greater than 15°F/min, Fixed Temperature rating: 135°F, with base, remote indicator output and advanced MCU expert algorithm software) | 10.24 | 542.72 | 2022-03-24 | 814.08 | 705.536 | 705.536 | 651.264 | 624.128 | 596.992
|  | OT103 | Conventional Smoke & Heat Combination Detector (9-32VDC, 2-wires, twin LEDs for 360°visibility, with base, remote indicator output and advanced MCU expert algorithm software) | 16.59 | 879.27 | 2022-03-24 | 1318.905 | 1143.051 | 1143.051 | 1055.124 | 1011.1605 | 967.197
|  | ODZ3004 / ODZ3007 | 4" Conventional Detector Base (for conventional detectors OT302/OT306) | 1.3 | 68.9 | 2022-03-24 | 103.35 | 89.57 | 89.57 | 82.68 | 79.235 | 75.79
|  | ODZ6008 | 4" Conventional Sounder Base (Compatible with OT602/ OT603/ OT306 detector, 2-wire 24VDC operated) | 13.33 | 706.49 | 2022-03-24 | 1059.735 | 918.437 | 918.437 | 847.788 | 812.4635 | 777.139
|  | RM111 | Remote LED Indicator (2-wire, remote LED, red color, indicate a detector in alarm which is positioned in a hidden or obscure location) | 3.09 | 163.77 | 2022-03-24 | 245.655 | 212.901 | 212.901 | 196.524 | 188.3355 | 180.147
|  | SL06 | Remote LED Indicator (2-wire, remote LED, white color, indicate a detector in alarm which is positioned in a hidden or obscure location) | 3.82 | 202.46 | 2022-03-24 | 303.69 | 263.198 | 263.198 | 242.952 | 232.829 | 222.706
|  | HS6401 | Conventional Infrared Radiation Beam Smoke Detector (24VDC, 3-wires, detection area 100m*14m, with interface module and relay contact output) | 125.04 | 6627.12 | 2022-03-24 | 9940.68 | 8615.256 | 8615.256 | 7952.544 | 7621.188 | 7289.832
|  | BD106 | Conventional Infrared Reflective Beam Smoke Detector (24VDC, 6-wires, detection area 100m*14m, with fire and fault relay contact output) | 240 | 12720 | 2022-03-24 | 19080 | 16536 | 16536 | 15264 | 14628 | 13992
|  | CF6002 | Conventional Ultra Violate Flame Detector (9-32VDC, 4-wires, detection distance 25m, with base, relay contact output, high sensitivity UV sensor and advanced MCU expert algorithm software) | 155.61 | 8247.33 | 2022-03-24 | 12370.995 | 10721.529 | 10721.529 | 9896.796 | 9484.4295 | 9072.063
|  | A7/IR2 | Explosion-proof Infrared Flame Detector (24VDC, Dual-wave with 2 IR sensors and advanced MCU expert algorithm software, IP66,ExdⅡCT6/DIP A20 TA, T6) | 916.26 | 48561.78 | 2022-03-24 | 72842.67 | 63130.314 | 63130.314 | 58274.136 | 55846.047 | 53417.958
|  | OA300 | Conventional Manual Call Point (Break glass, with a test key to test it without breaking the glass) | 5.32 | 281.96 | 2022-03-24 | 422.94 | 366.548 | 366.548 | 338.352 | 324.254 | 310.156
|  | OA302 | Conventional Manual Call Point (With reusable acrylic press plate, protection cover and resettable key) | 7.26 | 384.78 | 2022-03-24 | 577.17 | 500.214 | 500.214 | 461.736 | 442.497 | 423.258
|  | OA306 | Conventional Manual Call Point (with reusable acrylic press plate, action indicator and resettable key) | 8.78 | 465.34 | 2022-03-24 | 698.01 | 604.942 | 604.942 | 558.408 | 535.141 | 511.874
|  | OA301 | Conventional Manual Pull Station (3-wires, push in and pull down call point, resettable, with reset key) | 11.87 | 629.11 | 2022-03-24 | 943.665 | 817.843 | 817.843 | 754.932 | 723.4765 | 692.021
|  | OA311 | Conventional Manual Pull Station (Push in and pull down call point, resettable, with reset button and telephone jack) | 15.11 | 800.83 | 2022-03-24 | 1201.245 | 1041.079 | 1041.079 | 960.996 | 920.9545 | 880.913
|  | OAWP100 | Waterproof Box For Manual Call Point (Without manual call point) | 14.18 | 751.54 | 2022-03-24 | 1127.31 | 977.002 | 977.002 | 901.848 | 864.271 | 826.694
|  | FQ-101 | Alarm Bell (6 inch, DC24V 20mA, 92dB/m, 610g) | 9.11 | 482.83 | 2022-03-24 | 724.245 | 627.679 | 627.679 | 579.396 | 555.2545 | 531.113
|  | AGB01 | Fire Strobe Light (flasher, 24VDC operated, built-in self-Sync circuit module, field-selectable flash rate, low current draw) | 10.57 | 560.21 | 2022-03-24 | 840.315 | 728.273 | 728.273 | 672.252 | 644.2415 | 616.231
|  | AGB02 | Fire Strobe Light (flasher, 24VDC operated, built-in self-Sync circuit module, field-selectable flash rate, low current draw) | 12.2 | 646.6 | 2022-03-24 | 969.9 | 840.58 | 840.58 | 775.92 | 743.59 | 711.26
|  | AGB08 | Fire Strobe Light (flasher, 24VDC operated, built-in self-Sync circuit module, field-selectable flash rate, low current draw) | 9.81 | 519.93 | 2022-03-24 | 779.895 | 675.909 | 675.909 | 623.916 | 597.9195 | 571.923
|  | YA89 | Fire Alarm Siren with Bell Design (24VDC operated, 2 wires) | 7.88 | 417.64 | 2022-03-24 | 626.46 | 542.932 | 542.932 | 501.168 | 480.286 | 459.404
|  | SL106-1 | Conventional Sounder (24VDC operated, 2 wires) | 7.32 | 387.96 | 2022-03-24 | 581.94 | 504.348 | 504.348 | 465.552 | 446.154 | 426.756
|  | SL106-2 | Conventional Strobe Siren (24VDC operated, 2 wires) | 8.25 | 437.25 | 2022-03-24 | 655.875 | 568.425 | 568.425 | 524.7 | 502.8375 | 480.975
|  | OS109 | Conventional Sounder Strobe (24VDC operated, 2 wires) | 9.32 | 493.96 | 2022-03-24 | 740.94 | 642.148 | 642.148 | 592.752 | 568.054 | 543.356
|  | OS300 | Conventional Sounder Strobe (24VDC operated, 2 wires) | 14.47 | 766.91 | 2022-03-24 | 1150.365 | 996.983 | 996.983 | 920.292 | 881.9465 | 843.601
|  | OS108 | Conventional Outdoor Waterproof Siren Alarm Hooter Horn Strobe (12/24VDC operated, 2 wires, very loud sound level 95~115dB, 8-tone selectable, flash 120times/min) | 24.32 | 1288.96 | 2022-03-24 | 1933.44 | 1675.648 | 1675.648 | 1546.752 | 1482.304 | 1417.856
|  | AGB01-W | Accessory: Waterproof Embedded Box For Fire Strobe Light | 4.88 | 258.64 | 2022-03-24 | 387.96 | 336.232 | 336.232 | 310.368 | 297.436 | 284.504
|  | AGB08-B | Accessory: Embedded Box For Fire Strobe Light | 1.8 | 95.4 | 2022-03-24 | 143.1 | 124.02 | 124.02 | 114.48 | 109.71 | 104.94
|  | ODH02E | Conventional Fire Alarm Panel (2 zone, fire relay, fault relay and alarm sounder output, built-in battery charger, w/o battery) | 95.61 | 5067.33 | 2022-03-24 | 7600.995 | 6587.529 | 6587.529 | 6080.796 | 5827.4295 | 5574.063
|  | ODH04E | Conventional Fire Alarm Panel (4 zone, fire relay, fault relay and alarm sounder output, built-in battery charger, w/o battery) | 106.5 | 5644.5 | 2022-03-24 | 8466.75 | 7337.85 | 7337.85 | 6773.4 | 6491.175 | 6208.95
|  | ODH08E | Conventional Fire Alarm Panel (8 zone, fire relay, fault relay and alarm sounder output, built-in battery charger, w/o battery) | 133.5 | 7075.5 | 2022-03-24 | 10613.25 | 9198.15 | 9198.15 | 8490.6 | 8136.825 | 7783.05
|  | ODH16E | Conventional Fire Alarm Panel (16 zone, fire relay, fault relay and alarm sounder output, built-in battery charger, w/o battery) | 175.61 | 9307.33 | 2022-03-24 | 13960.995 | 12099.529 | 12099.529 | 11168.796 | 10703.4295 | 10238.063
|  | ODH32-2 | Conventional Fire Alarm Panel (2 zone, 8×16 characters LCD screen, 4 alarm sounder and programmable relay outputs, delay mode configuration options, built-in battery charger, w/o battery) | 159.35 | 8445.55 | 2022-03-24 | 12668.325 | 10979.215 | 10979.215 | 10134.66 | 9712.3825 | 9290.105
|  | ODH32-4 | Conventional Fire Alarm Panel (4 zone, 8×16 characters LCD screen, 4 alarm sounder and programmable relay outputs, delay mode configuration options, built-in battery charger, w/o battery) | 175.61 | 9307.33 | 2022-03-24 | 13960.995 | 12099.529 | 12099.529 | 11168.796 | 10703.4295 | 10238.063
|  | ODH32-8 | Conventional Fire Alarm Panel (8 zone, 8×16 characters LCD screen, 4 alarm sounder and programmable relay outputs, delay mode configuration options, built-in battery charger, w/o battery) | 208.13 | 11030.89 | 2022-03-24 | 16546.335 | 14340.157 | 14340.157 | 13237.068 | 12685.5235 | 12133.979
|  | ODH32-16 | Conventional Fire Alarm Panel (16 zone, 8×16 characters LCD screen, 4 alarm sounder and programmable relay outputs, delay mode configuration options, built-in battery charger, w/o battery) | 273.17 | 14478.01 | 2022-03-24 | 21717.015 | 18821.413 | 18821.413 | 17373.612 | 16649.7115 | 15925.811
|  | ODH32-20 | Conventional Fire Alarm Panel (20 zone, 8×16 characters LCD screen, 4 alarm sounder and programmable relay outputs, delay mode configuration options, built-in battery charger, w/o battery) | 305.69 | 16201.57 | 2022-03-24 | 24302.355 | 21062.041 | 21062.041 | 19441.884 | 18631.8055 | 17821.727
|  | ODH32-24 | Conventional Fire Alarm Panel (24 zone, 8×16 characters LCD screen, 4 alarm sounder and programmable relay outputs, delay mode configuration options, built-in battery charger, w/o battery) | 338.21 | 17925.13 | 2022-03-24 | 26887.695 | 23302.669 | 23302.669 | 21510.156 | 20613.8995 | 19717.643
|  | ODH32E-32 | Conventional Fire Alarm Panel (32 zone, 8×16 characters LCD screen, 4 alarm sounder and programmable relay outputs, delay mode configuration options, built-in battery charger, w/o battery) | 403.25 | 21372.25 | 2022-03-24 | 32058.375 | 27783.925 | 27783.925 | 25646.7 | 24578.0875 | 23509.475
|  | ODH1004 | Conventional Fire Alarm Panel (4 zone, 1 alarm sounder output, built-in style Y (class B) notification appliance circuits (NACs), one-man walk-test programmable for silent or audible test, built-in battery charger, w/o battery) | 151.06 | 8006.18 | 2022-03-24 | 12009.27 | 10408.034 | 10408.034 | 9607.416 | 9207.107 | 8806.798
|  | ODH1008 | Conventional Fire Alarm Panel (8 zone, 2 alarm sounder outputs, built-in style Y (class B) notification appliance circuits (NACs), one-man walk-test programmable for silent or audible test, built-in battery charger, w/o battery) | 196.75 | 10427.75 | 2022-03-24 | 15641.625 | 13556.075 | 13556.075 | 12513.3 | 11991.9125 | 11470.525
|  | ODH1016 | Conventional Fire Alarm Panel (16 zone, 2 alarm sounder outputs, built-in style Y (class B) notification appliance circuits (NACs), one-man walk-test programmable for silent or audible test, built-in battery charger, w/o battery) | 243.25 | 12892.25 | 2022-03-24 | 19338.375 | 16759.925 | 16759.925 | 15470.7 | 14826.0875 | 14181.475
|  | RP1016 | Conventional Fire Alarm Repeater (16 zone) | 56.25 | 2981.25 | 2022-03-24 | 4471.875 | 3875.625 | 3875.625 | 3577.5 | 3428.4375 | 3279.375
|  | OT602 | Addressable Photoelectric Smoke Detector (24VDC, 2-wires non-polarity, micro-processor inside with expert algorithm software, responds quickly to low-burning and smoldering fires, w/o base) | 14.96 | 792.88 | 2022-03-24 | 1189.32 | 1030.744 | 1030.744 | 951.456 | 911.812 | 872.168
|  | OT603 | Addressable Heat Detector (24VDC, 2-wires non-polarity, micro-processor inside, be used for applications where smoke detectors are unsuitable, ideal for environments that are dirty, smoky or steamy under natural conditions, w/o base) | 13.82 | 732.46 | 2022-03-24 | 1098.69 | 952.198 | 952.198 | 878.952 | 842.329 | 805.706
|  | OT8023 | Addressable Smoke&Heat Combination Detector (24VDC, 2-wires non-polarity, micro-processor inside with expert algorithm software, give early warning for the presence of heat and smoke in the supervised area. Both heat and smoke alarm can be generated individually, w/o base) | 23.09 | 1223.77 | 2022-03-24 | 1835.655 | 1590.901 | 1590.901 | 1468.524 | 1407.3355 | 1346.147
|  | OT202 | Addressable Combustible Gas Detector (24VDC, 2-wires non-polarity, micro-processor inside with expert algorithm software, w/o base) | 23.58 | 1249.74 | 2022-03-24 | 1874.61 | 1624.662 | 1624.662 | 1499.688 | 1437.201 | 1374.714
|  | ODZ6004 | 4" Addressable Detector Base (for addressable detectors OT602/OT603) | 1.3 | 68.9 | 2022-03-24 | 103.35 | 89.57 | 89.57 | 82.68 | 79.235 | 75.79
|  | ODZ6010 | 4" Addressable Sounder Base (Compatible with OT602/ OT603/ OT306 detector, for Strobe Siren, 4-wires) | 18.7 | 991.1 | 2022-03-24 | 1486.65 | 1288.43 | 1288.43 | 1189.32 | 1139.765 | 1090.21
|  | OA610 | Addressable Manual Call Point (2-wires, resettable, with telephone jack and reset key) | 13.82 | 732.46 | 2022-03-24 | 1098.69 | 952.198 | 952.198 | 878.952 | 842.329 | 805.706
|  | OA810 | Addressable Manual Call Point (2-wires, resettable, with telephone jack and reset key) | 14 | 742 | 2022-03-24 | 1113 | 964.6 | 964.6 | 890.4 | 853.3 | 816.2
|  | OX620 | Addressable Hydrant Button (6-wires, manually alarm and start fire pump, resettable, with feedback input terminals, telephone jack and reset key) | 14.31 | 758.43 | 2022-03-24 | 1137.645 | 985.959 | 985.959 | 910.116 | 872.1945 | 834.273
|  | OS831 | Addressable Sounder & Strobe (24VDC operated, 4 wires) | 25.53 | 1353.09 | 2022-03-24 | 2029.635 | 1759.017 | 1759.017 | 1623.708 | 1556.0535 | 1488.399
|  | OS99 | Addressable Sounder & Strobe (24VDC operated, 4 wires) | 27.11 | 1436.83 | 2022-03-24 | 2155.245 | 1867.879 | 1867.879 | 1724.196 | 1652.3545 | 1580.513
|  | OM611 | Addressable Input/Output Module (Supervised relay module) | 16.75 | 887.75 | 2022-03-24 | 1331.625 | 1154.075 | 1154.075 | 1065.3 | 1020.9125 | 976.525
|  | OM621 | Addressable Dual Input/Output Module (Supervised relay module, dual contact output) | 23.25 | 1232.25 | 2022-03-24 | 1848.375 | 1601.925 | 1601.925 | 1478.7 | 1417.0875 | 1355.475
|  | OM612 | Addressable Input Module (Contact monitor module) | 16.1 | 853.3 | 2022-03-24 | 1279.95 | 1109.29 | 1109.29 | 1023.96 | 981.295 | 938.63
|  | OM622 | Addressable Dual Input Module (Contact monitor module) | 22.11 | 1171.83 | 2022-03-24 | 1757.745 | 1523.379 | 1523.379 | 1406.196 | 1347.6045 | 1289.013
|  | OM613 | Zone Module (Conventional Detectors Interface Module, connect with conventional detectors) | 24.55 | 1301.15 | 2022-03-24 | 1951.725 | 1691.495 | 1691.495 | 1561.38 | 1496.3225 | 1431.265
|  | OM515 | Short Circuit Isolator (Short circuit and over current protection) | 16.42 | 870.26 | 2022-03-24 | 1305.39 | 1131.338 | 1131.338 | 1044.312 | 1000.799 | 957.286
|  | OMDZ51 | Module Base | 1.95 | 103.35 | 2022-03-24 | 155.025 | 134.355 | 134.355 | 124.02 | 118.8525 | 113.685
|  | OMX | 6 in 1 Modules Container (Terminals box) | 21.46 | 1137.38 | 2022-03-24 | 1706.07 | 1478.594 | 1478.594 | 1364.856 | 1307.987 | 1251.118
|  | OZH100 | Addressable Fire Alarm Control Panel (1 loop 248 address points, with battery charger, w/o battery) | 319.67 | 16942.51 | 2022-03-24 | 25413.765 | 22025.263 | 22025.263 | 20331.012 | 19483.8865 | 18636.761
|  | OZH4800E-2 | Addressable Fire Alarm Control Panel (2 loop 384 address points, with battery charger, w/o battery) | 709.27 | 37591.31 | 2022-03-24 | 56386.965 | 48868.703 | 48868.703 | 45109.572 | 43230.0065 | 41350.441
|  | OZH4800E | Addressable Fire Alarm Control Panel (4 loop 768 address points, with battery charger, w/o battery) | 926.18 | 49087.54 | 2022-03-24 | 73631.31 | 63813.802 | 63813.802 | 58905.048 | 56450.671 | 53996.294
|  | OZH4800E-8 | Addressable Fire Alarm Control Panel (8 loop 1536 address points, with battery charger, w/o battery) | 1308.29 | 69339.37 | 2022-03-24 | 104009.055 | 90141.181 | 90141.181 | 83207.244 | 79740.2755 | 76273.307
|  | OZF-LCD8 | LCD Repeater (Remote Annunciator) | 190 | 10070 | 2022-03-24 | 15105 | 13091 | 13091 | 12084 | 11580.5 | 11077
|  | OZH48ZL | 4 Loop Expander Card for OZH4800E FACP (Each loop supports 192 points, total capacity 768 points) | 382.11 | 20251.83 | 2022-03-24 | 30377.745 | 26327.379 | 26327.379 | 24302.196 | 23289.6045 | 22277.013
|  | OZH48ACPU | Motherboard for OZH4800E FACP | 452.3 | 23971.9 | 2022-03-24 | 35957.85 | 31163.47 | 31163.47 | 28766.28 | 27567.685 | 26369.09
|  | OZH48LCD | LCD Screen Module for OZH4800E FACP | 220.47 | 11684.91 | 2022-03-24 | 17527.365 | 15190.383 | 15190.383 | 14021.892 | 13437.6465 | 12853.401
|  | OZH48NW | Network Card (Communicate with other 31 addressable panels) | 293.17 | 15538.01 | 2022-03-24 | 23307.015 | 20199.413 | 20199.413 | 18645.612 | 17868.7115 | 17091.811
|  | OZH200CPU | Motherboard for OZH100 FACP | 272.51 | 14443.03 | 2022-03-24 | 21664.545 | 18775.939 | 18775.939 | 17331.636 | 16609.4845 | 15887.333
|  | OZH100POW | Power Supply Board for OZH100 FACP (Output 24V/3A, 5V/1A, with Battery Charger Unit) | 55.12 | 2921.36 | 2022-03-24 | 4382.04 | 3797.768 | 3797.768 | 3505.632 | 3359.564 | 3213.496
|  | FPB10D | Power Supply Module for OZH4800E FACP (Output 24V/10A, 5V/2A, with Battery Charger Unit, dimensions 326*165*66mm) | 207.88 | 11017.64 | 2022-03-24 | 16526.46 | 14322.932 | 14322.932 | 13221.168 | 12670.286 | 12119.404
|  | TW6000 | Fire Alarm Graphics Software (Display the alarm/fault information and floor plan, w/o computer and CRT) | 848.62 | 44976.86 | 2022-03-24 | 67465.29 | 58469.918 | 58469.918 | 53972.232 | 51723.389 | 49474.546
|  | LCC | Fire Alarm Configuration Software (Tool for make configuration and programming for FACP on computer) | 349.59 | 18528.27 | 2022-03-24 | 27792.405 | 24086.751 | 24086.751 | 22233.924 | 21307.5105 | 20381.097
|  | PLT3000 | Remote Fire Alarm Management Cloud Platform Software (Remote configuration, diagnosis, maintenance, firmware upgrade, download, authorization, monitoring, urban fire network remote management, fire data statistical analysis and other value-added services. | 7875 | 417375 | 2022-03-24 | 626062.5 | 542587.5 | 542587.5 | 500850 | 479981.25 | 459112.5
|  | OBM | Address Encoder (Handhold Programmer, read/write the address of addressable device) | 105.69 | 5601.57 | 2022-03-24 | 8402.355 | 7282.041 | 7282.041 | 6721.884 | 6441.8055 | 6161.727
|  | WH-T2 | Portable Mini Printer | 78 | 4134 | 2022-03-24 | 6201 | 5374.2 | 5374.2 | 4960.8 | 4754.1 | 4547.4
|  | OZH100DM | Addressable System Demo Case | 685.37 | 36324.61 | 2022-03-24 | 54486.915 | 47221.993 | 47221.993 | 43589.532 | 41773.3015 | 39957.071
STANDALONE ALARMS |  | OT701 | Stand-Alone Photoelectric Smoke Alarm (9V battery opterated, loud sound level, AC mains power, relay output and RF wireless module option) | 9.92 | 525.76 | 2022-03-24 | 788.64 | 683.488 | 683.488 | 630.912 | 604.624 | 578.336
STANDALONE ALARMS |  | OT702 | Stand-Alone Vocal Smoke Alarm (4 AA batteries operated, both traditional buzzer and recordable voice alarm, high quality speaker and amplifier, effectively wake up the children in sleep and guide them how to escape in a fire ) | 35.12 | 1861.36 | 2022-03-24 | 2792.04 | 2419.768 | 2419.768 | 2233.632 | 2140.564 | 2047.496
STANDALONE ALARMS |  | OT703 | Stand-Alone Photoelectric Smoke Alarm (9V battery opterated, test button, auto reset, smoke ASIC inside) | 5.37 | 284.61 | 2022-03-24 | 426.915 | 369.993 | 369.993 | 341.532 | 327.3015 | 313.071
STANDALONE ALARMS |  | OT706 | Stand-Alone Photoelectric Smoke Alarm (2 AA batteries opterated, loud sound level, microprocessor inside with expert algorithm software, GPRS/NB-IoT wireless module optional) | 6.83 | 361.99 | 2022-03-24 | 542.985 | 470.587 | 470.587 | 434.388 | 416.2885 | 398.189
STANDALONE ALARMS |  | OT712 | Stand-Alone Photoelectric Smoke Alarm (2 AA batteries opterated, loud sound level, microprocessor inside with expert algorithm software, English voice prompt) | 7.65 | 405.45 | 2022-03-24 | 608.175 | 527.085 | 527.085 | 486.54 | 466.2675 | 445.995
STANDALONE ALARMS |  | OT321 | AC220V Powered Photoelectric Smoke Alarm (AC220V mains power operated with 9V battery backup, loud sound level, micro-processor inside with expert algorithm software) | 9.92 | 525.76 | 2022-03-24 | 788.64 | 683.488 | 683.488 | 630.912 | 604.624 | 578.336
STANDALONE ALARMS |  | JD502 | Stand-Alone Photoelectric Smoke Alarm (2 AAA batteries opterated, small size with dimensions 69*69*53mm, loud sound level, microprocessor inside with expert algorithm software, optional wireless interconnection) | 7.25 | 384.25 | 2022-03-24 | 576.375 | 499.525 | 499.525 | 461.1 | 441.8875 | 422.675
STANDALONE ALARMS |  | JD502C | Stand-Alone Photoelectric Smoke Alarm (2 AAA batteries opterated, small size with dimensions 77*53mm, loud sound level, microprocessor inside with expert algorithm software, optional wireless interconnection) | 7.25 | 384.25 | 2022-03-24 | 576.375 | 499.525 | 499.525 | 461.1 | 441.8875 | 422.675
STANDALONE ALARMS |  | JD503 | Stand-Alone Heat Alarm (9V battery operated, loud sound level, microprocessor inside with expert algorithm software) | 8.51 | 451.03 | 2022-03-24 | 676.545 | 586.339 | 586.339 | 541.236 | 518.6845 | 496.133
STANDALONE ALARMS |  | 560H | Stand-Alone Heat Alarm (9V battery opterated, loud sound level, microprocessor inside with expert algorithm software) | 9.77 | 517.81 | 2022-03-24 | 776.715 | 673.153 | 673.153 | 621.372 | 595.4815 | 569.591
STANDALONE ALARMS |  | JD812 | AC Powered Plug-In Combustible Gas Detector (Residential usage, wide range for power supply voltage 90-240V, reliable semiconductor sensor, loud sound level, micro-processor inside with expert algorithm software) | 6.95 | 368.35 | 2022-03-24 | 552.525 | 478.855 | 478.855 | 442.02 | 423.6025 | 405.185
STANDALONE ALARMS |  | JD816A/B | AC Powered Plug-In Combustible Gas Detector (Residential usage, wide range for power supply voltage 90-240V, reliable catalytic sensor, loud sound level, with voice prompt and gas concentration display, micro-processor inside with expert algorithm software)) | 12.24 | 648.72 | 2022-03-24 | 973.08 | 843.336 | 843.336 | 778.464 | 746.028 | 713.592
STANDALONE ALARMS |  | JD817 | AC Powered Plug-In Combustible Gas Detector (Residential usage, wide range for power supply voltage 90-240V, reliable catalytic sensor, loud sound level, with voice prompt and gas concentration display, micro-processor inside with expert algorithm software) | 14.17 | 751.01 | 2022-03-24 | 1126.515 | 976.313 | 976.313 | 901.212 | 863.6615 | 826.111
STANDALONE ALARMS |  | SL838-35 | AC Powered Plug-In Combustible Gas Detector (Residential usage, wide range for power supply voltage 90-240V, reliable semiconductor sensor, loud sound level, micro-processor inside with expert algorithm software) | 9.09 | 481.77 | 2022-03-24 | 722.655 | 626.301 | 626.301 | 578.124 | 554.0355 | 529.947
STANDALONE ALARMS |  | DN15/DN20 | Gas Solenoid Valve (9-24Vdc pulsed drive, shut off gas pipeline when gas leak is detected) | 9.96 | 527.88 | 2022-03-24 | 791.82 | 686.244 | 686.244 | 633.456 | 607.062 | 580.668
Carbon Monoxide Detectors |  | JD602 | AA Battery Powered Carbon Monoxide Gas Detector (Residential usage, 3 AA batteries operated, electrochemical CO sensor, gas concentration LCD display, dimensions 100*39mm, weight 120g, loud sound level, microprocessor inside with expert algorithm software) | 7.09 | 375.77 | 2022-03-24 | 563.655 | 488.501 | 488.501 | 450.924 | 432.1355 | 413.347
Carbon Monoxide Detectors |  | JD601B | AA Battery Powered Carbon Monoxide Gas Detector (Residential usage, 3 AA batteries operated, electrochemical CO sensor, gas concentration LCD display, dimensions 95*37mm, weight 100g, loud sound level, micro-processor inside with expert algorithm software) | 9.92 | 525.76 | 2022-03-24 | 788.64 | 683.488 | 683.488 | 630.912 | 604.624 | 578.336
Carbon Monoxide Detectors |  | JD616 | AA Battery Powered Carbon Monoxide Gas Detector (Residential usage, 3 AA batteries operated, electrochemical CO sensor with 5 years life, gas concentration LCD display and voice prompt, dimensions 100*100*27mm, weight 120g, loud sound level, micro-processor inside with expert algorithm software) | 14.88 | 788.64 | 2022-03-24 | 1182.96 | 1025.232 | 1025.232 | 946.368 | 906.936 | 867.504
Carbon Monoxide Detectors |  | JD618 | AA Battery Powered Carbon Monoxide Gas Detector (comply with EN50291, Residential usage, 3 AA batteries operated, electrochemical CO sensor with 5 years life, gas concentration LCD display and voice prompt, dimensions 115*115*37mm, weight 130g, loud sound level, micro-processor inside) | 15.59 | 826.27 | 2022-03-24 | 1239.405 | 1074.151 | 1074.151 | 991.524 | 950.2105 | 908.897
Carbon Monoxide Detectors |  | JD620C | AA Battery Powered Carbon Monoxide Gas Detector (comply with EN50291, Residential usage, 3 AA batteries operated, electrochemical CO sensor with 7 years life, gas concentration LCD display and voice prompt, dimensions 104*39mm, weight 195g, loud sound level, microprocessor inside) | 16.3 | 863.9 | 2022-03-24 | 1295.85 | 1123.07 | 1123.07 | 1036.68 | 993.485 | 950.29
Carbon Monoxide Detectors |  | GD31 | AA Battery Powered Carbon Monoxide Gas Detector (CCC certificate, Residential usage, 2 AA batteries operated, low power consumption for 3 years battery life, gas concentration LCD display, dimensions 133*78*35mm, weight 120g, loud sound level, micro-processor inside with expert algorithm software) | 13.52 | 716.56 | 2022-03-24 | 1074.84 | 931.528 | 931.528 | 859.872 | 824.044 | 788.216
Carbon Monoxide Detectors |  | GD31AC | AC Powered Plug-In Carbon Monoxide Gas Detector (CCC certificate, Residential usage, 100- 240Vac/5V adaptor operated, low power consumption for 3 years battery life, gas concentration LCD display, dimensions 133*78*35mm, weight 120g, loud sound level, micro-processor inside) | 14.31 | 758.43 | 2022-03-24 | 1137.645 | 985.959 | 985.959 | 910.116 | 872.1945 | 834.273
Combination Detectors |  | JD512 | AA Battery Powered Smoke & Carbon Monoxide 2-in-1 Combined Detector (Residential usage, 3 AA Batteries operated, gas concentration LCD display, low battery warning, HASH mode, dimensions 104*39mm, weight 180g, loud sound level, micro-processor inside with expert algorithm software) | 21.26 | 1126.78 | 2022-03-24 | 1690.17 | 1464.814 | 1464.814 | 1352.136 | 1295.797 | 1239.458
Combination Detectors |  | JD809 | AA Battery Powered Combustible Gas & Carbon Monoxide 2-in-1 Combined Detector (Residential usage, 2 AA lithium batteries operated, gas concentration LCD display, low battery warning, dimensions 96*96*39mm, weight 110g, loud sound level, micro-processor inside with expert algorithm software) | 22.68 | 1202.04 | 2022-03-24 | 1803.06 | 1562.652 | 1562.652 | 1442.448 | 1382.346 | 1322.244
Combination Detectors |  | JD808 | AC Powered Plug-In Combustible Gas & Carbon Monoxide 2-in-1 Combined Detector (Residential usage, wide range for power supply voltage 90-240V, gas concentration LCD display and voice prompt, dimensions 112*73*42mm, weight 185g, loud sound level, micro-processor inside) | 25.98 | 1376.94 | 2022-03-24 | 2065.41 | 1790.022 | 1790.022 | 1652.328 | 1583.481 | 1514.634
Carbon Dioxide Detectors |  | ABH103 | Carbon Dioxide Detector & Air Quality Monitor (Residential usage, built-in rechargable lithium battery, high sensitive CO2 sensor, gas concentration & temperature & humidity & battery level LCD display, light & sound warning, dimensions 80*50*80mm, weight 110g, microprocessor inside) | 37.8 | 2003.4 | 2022-03-24 | 3005.1 | 2604.42 | 2604.42 | 2404.08 | 2303.91 | 2203.74
Carbon Dioxide Detectors |  | ABH100 | Carbon Dioxide Detector & Air Quality Monitor (Residential usage, built-in 1500mAh rechargable lithium battery, high sensitive CO2 sensor, gas concentration & temperature & humidity & battery level LCD display, light & sound warning, dimensions 80*52*135mm, weight 150g, microprocessor inside) | 47.24 | 2503.72 | 2022-03-24 | 3755.58 | 3254.836 | 3254.836 | 3004.464 | 2879.278 | 2754.092
Carbon Dioxide Detectors |  | ABH101 | Portable Carbon Dioxide Detector (Portable usage, built-in rechargable lithium battery, high sensitive CO2 sensor, gas concentration & battery level LCD display, light & sound warning, micro-processor inside) | 37.8 | 2003.4 | 2022-03-24 | 3005.1 | 2604.42 | 2604.42 | 2404.08 | 2303.91 | 2203.74
Cigarette Smoke Detectors |  | CGD90 | High Sensitive Cigarette Smoke Detector (90-240Vac/5V adaptor operated, high sensitive smoke sensor, voice prompt, serial communication port, detection particle size range: 0.3~10um, effective range :0~1000ug/m³, detection area 30m2, dimensions 100*37mm, loud sound level, micro-processor inside) | 76.3 | 4043.9 | 2022-03-24 | 6065.85 | 5257.07 | 5257.07 | 4852.68 | 4650.485 | 4448.29
Cigarette Smoke Detectors |  | CGD91 | High Sensitive Cigarette Smoke Detector (High sensitive smoke sensor, voice prompt, serial communication port, infrared remote control for 10 sensitivity levels adjustment, detection particle size range: 0.3~10um, effective range :0~1000ug/m³, detection area 30m2, loud sound level, micro-processor inside) | 88.19 | 4674.07 | 2022-03-24 | 7011.105 | 6076.291 | 6076.291 | 5608.884 | 5375.1805 | 5141.477
Industrial Gas Detectors |  | ABH840 | Portable 4-in-1 Multifunctional Gas Detector (Detect the concentration of leaking gas EX/H2S/CO/O2, high-precision electrochemical and catalytic combustion sensor, rechargable lithium battery 3.7Vdc 1500mAh, English voice prompt, explosion-proof ExibIIBT3 Gb, IP65, dimensions 700*35*140mm, weight 200g) | 226.77 | 12018.81 | 2022-03-24 | 18028.215 | 15624.453 | 15624.453 | 14422.572 | 13821.6315 | 13220.691
Industrial Gas Detectors |  | JD108 | Gas Detection Transmitter (Single gas detection EX/H2S/CO/O2/CO2/NO2/SO2/H2/PH3, industry standard 4-20mA standard signal output, two 48v/1A relay outputs, self-diagnosis, infrared remote control, die-cast aluminum body, explosion-proof EXdIICT6 Gb, IP65, dimensions 200*160*80mm, weight 1.6Kg) | 148.82 | 7887.46 | 2022-03-24 | 11831.19 | 10253.698 | 10253.698 | 9464.952 | 9070.579 | 8676.206
[5 empty] | 0 | 2022-03-24 | 0 | 0 | 0 | 0 | 0 | 0
[5 empty] | 0 | 2022-03-24 | 0 | 0 | 0 | 0 | 0 | 0
[5 empty] | 0 | 2022-03-24 | 0 | 0 | 0 | 0 | 0 | 0
[5 empty] | 0 | 2022-03-24 | 0 | 0 | 0 | 0 | 0 | 0
[5 empty] | 0 | 2022-03-24 | 0 | 0 | 0 | 0 | 0 | 0
[5 empty] | 0 | 2022-03-24 | 0 | 0 | 0 | 0 | 0 | 0
[5 empty] | 0 | 2022-03-24 | 0 | 0 | 0 | 0 | 0 | 0
[5 empty] | 0 | 2022-03-24 | 0 | 0 | 0 | 0 | 0 | 0
[5 empty] | 0 | 2022-03-24 | 0 | 0 | 0 | 0 | 0 | 0
[5 empty] | 0 | 2022-03-24 | 0 | 0 | 0 | 0 | 0 | 0
[5 empty] | 0 | 2022-03-24 | 0 | 0 | 0 | 0 | 0 | 0
[5 empty] | 0 | 2022-03-24 | 0 | 0 | 0 | 0 | 0 | 0
[5 empty] | 0 | 2022-03-24 | 0 | 0 | 0 | 0 | 0 | 0
[5 empty] | 0 | 2022-03-24 | 0 | 0 | 0 | 0 | 0 | 0
[5 empty] | 0 | 2022-03-24 | 0 | 0 | 0 | 0 | 0 | 0
[5 empty] | 0 | 2022-03-24 | 0 | 0 | 0 | 0 | 0 | 0
[5 empty] | 0 | 2022-03-24 | 0 | 0 | 0 | 0 | 0 | 0
[5 empty] | 0 | 2022-03-24 | 0 | 0 | 0 | 0 | 0 | 0
[5 empty] | 0 | 2022-03-24 | 0 | 0 | 0 | 0 | 0 | 0
[5 empty] | 0 | 2022-03-24 | 0 | 0 | 0 | 0 | 0 | 0
[5 empty] | 0 | 2022-03-24 | 0 | 0 | 0 | 0 | 0 | 0
[5 empty] | 0 | 2022-03-24 | 0 | 0 | 0 | 0 | 0 | 0
[5 empty] | 0 | 2022-03-24 | 0 | 0 | 0 | 0 | 0 | 0
[5 empty] | 0 | 2022-03-24 | 0 | 0 | 0 | 0 | 0 | 0
[5 empty] | 0 | 2022-03-24 | 0 | 0 | 0 | 0 | 0 | 0
[5 empty] | 0 | 2022-03-24 | 0 | 0 | 0 | 0 | 0 | 0
[5 empty] | 0 | 2022-03-24 | 0 | 0 | 0 | 0 | 0 | 0
[5 empty] | 0 | 2022-03-24 | 0 | 0 | 0 | 0 | 0 | 0
[5 empty] | 0 | 2022-03-24 | 0 | 0 | 0 | 0 | 0 | 0
[5 empty] | 0 | 2022-03-24 | 0 | 0 | 0 | 0 | 0 | 0
[5 empty] | 0 | 2022-03-24 | 0 | 0 | 0 | 0 | 0 | 0
[5 empty] | 0 | 2022-03-24 | 0 | 0 | 0 | 0 | 0 | 0
[5 empty] | 0 | 2022-03-24 | 0 | 0 | 0 | 0 | 0 | 0
[5 empty] | 0 | 2022-03-24 | 0 | 0 | 0 | 0 | 0 | 0
[5 empty] | 0 | 2022-03-24 | 0 | 0 | 0 | 0 | 0 | 0
[5 empty] | 0 | 2022-03-24 | 0 | 0 | 0 | 0 | 0 | 0
[5 empty] | 0 | 2022-03-24 | 0 | 0 | 0 | 0 | 0 | 0
[5 empty] | 0 | 2022-03-24 | 0 | 0 | 0 | 0 | 0 | 0
[5 empty] | 0 | 2022-03-24 | 0 | 0 | 0 | 0 | 0 | 0
[5 empty] | 0 | 2022-03-24 | 0 | 0 | 0 | 0 | 0 | 0
[5 empty] | 0 | 2022-03-24 | 0 | 0 | 0 | 0 | 0 | 0
[5 empty] | 0 | 2022-03-24 | 0 | 0 | 0 | 0 | 0 | 0
[5 empty] | 0 | 2022-03-24 | 0 | 0 | 0 | 0 | 0 | 0
[5 empty] | 0 | 2022-03-24 | 0 | 0 | 0 | 0 | 0 | 0
[5 empty] | 0 | 2022-03-24 | 0 | 0 | 0 | 0 | 0 | 0
[5 empty] | 0 | 2022-03-24 | 0 | 0 | 0 | 0 | 0 | 0
[5 empty] | 0 | 2022-03-24 | 0 | 0 | 0 | 0 | 0 | 0
[5 empty] | 0 | 2022-03-24 | 0 | 0 | 0 | 0 | 0 | 0
[5 empty] | 0 | 2022-03-24 | 0 | 0 | 0 | 0 | 0 | 0
[5 empty] | 0 | 2022-03-24 | 0 | 0 | 0 | 0 | 0 | 0
[5 empty] | 0 | 2022-03-24 | 0 | 0 | 0 | 0 | 0 | 0
[5 empty] | 0 | 2022-03-24 | 0 | 0 | 0 | 0 | 0 | 0
[5 empty] | 0 | 2022-03-24 | 0 | 0 | 0 | 0 | 0 | 0
[5 empty] | 0 | 2022-03-24 | 0 | 0 | 0 | 0 | 0 | 0
[5 empty] | 0 | 2022-03-24 | 0 | 0 | 0 | 0 | 0 | 0
[5 empty] | 0 | 2022-03-24 | 0 | 0 | 0 | 0 | 0 | 0
[5 empty] | 0 | 2022-03-24 | 0 | 0 | 0 | 0 | 0 | 0
[5 empty] | 0 | 2022-03-24 | 0 | 0 | 0 | 0 | 0 | 0
[5 empty] | 0 | 2022-03-24 | 0 | 0 | 0 | 0 | 0 | 0
[5 empty] | 0 | 2022-03-24 | 0 | 0 | 0 | 0 | 0 | 0
[7 empty] | 0 | 0 | 0 | 0 | 0 | 0
[7 empty] | 0 | 0 | 0 | 0 | 0 | 0
[7 empty] | 0 | 0 | 0 | 0 | 0 | 0
[7 empty] | 0 | 0 | 0 | 0 | 0 | 0
[7 empty] | 0 | 0 | 0 | 0 | 0 | 0
[7 empty] | 0 | 0 | 0 | 0 | 0 | 0
[7 empty] | 0 | 0 | 0 | 0 | 0 | 0
[7 empty] | 0 | 0 | 0 | 0 | 0 | 0
[7 empty] | 0 | 0 | 0 | 0 | 0 | 0
[7 empty] | 0 | 0 | 0 | 0 | 0 | 0
[7 empty] | 0 | 0 | 0 | 0 | 0 | 0
[7 empty] | 0 | 0 | 0 | 0 | 0 | 0
[7 empty] | 0 | 0 | 0 | 0 | 0 | 0
[7 empty] | 0 | 0 | 0 | 0 | 0 | 0
[7 empty] | 0 | 0 | 0 | 0 | 0 | 0
[7 empty] | 0 | 0 | 0 | 0 | 0 | 0
[7 empty] | 0 | 0 | 0 | 0 | 0 | 0
[7 empty] | 0 | 0 | 0 | 0 | 0 | 0
[7 empty] | 0 | 0 | 0 | 0 | 0 | 0
[7 empty] | 0 | 0 | 0 | 0 | 0 | 0
[7 empty] | 0 | 0 | 0 | 0 | 0 | 0
[7 empty] | 0 | 0 | 0 | 0 | 0 | 0
[7 empty] | 0 | 0 | 0 | 0 | 0 | 0
[7 empty] | 0 | 0 | 0 | 0 | 0 | 0
[7 empty] | 0 | 0 | 0 | 0 | 0 | 0
[7 empty] | 0 | 0 | 0 | 0 | 0 | 0
[7 empty] | 0 | 0 | 0 | 0 | 0 | 0
[7 empty] | 0 | 0 | 0 | 0 | 0 | 0
[7 empty] | 0 | 0 | 0 | 0 | 0 | 0
[7 empty] | 0 | 0 | 0 | 0 | 0 | 0
[7 empty] | 0 | 0 | 0 | 0 | 0 | 0
[7 empty] | 0 | 0 | 0 | 0 | 0 | 0
[7 empty] | 0 | 0 | 0 | 0 | 0 | 0
[7 empty] | 0 | 0 | 0 | 0 | 0 | 0
[7 empty] | 0 | 0 | 0 | 0 | 0 | 0
[7 empty] | 0 | 0 | 0 | 0 | 0 | 0
[7 empty] | 0 | 0 | 0 | 0 | 0 | 0
[7 empty] | 0 | 0 | 0 | 0 | 0 | 0
[7 empty] | 0 | 0 | 0 | 0 | 0 | 0
[7 empty] | 0 | 0 | 0 | 0 | 0 | 0
[7 empty] | 0 | 0 | 0 | 0 | 0 | 0
[7 empty] | 0 | 0 | 0 | 0 | 0 | 0
[7 empty] | 0 | 0 | 0 | 0 | 0 | 0
[7 empty] | 0 | 0 | 0 | 0 | 0 | 0
[7 empty] | 0 | 0 | 0 | 0 | 0 | 0
[7 empty] | 0 | 0 | 0 | 0 | 0 | 0
[7 empty] | 0 | 0 | 0 | 0 | 0 | 0
[7 empty] | 0 | 0 | 0 | 0 | 0 | 0
[7 empty] | 0 | 0 | 0 | 0 | 0 | 0
[7 empty] | 0 | 0 | 0 | 0 | 0 | 0
[7 empty] | 0 | 0 | 0 | 0 | 0 | 0
[7 empty] | 0 | 0 | 0 | 0 | 0 | 0
[7 empty] | 0 | 0 | 0 | 0 | 0 | 0
[7 empty] | 0 | 0 | 0 | 0 | 0 | 0
[7 empty] | 0 | 0 | 0 | 0 | 0 | 0
[7 empty] | 0 | 0 | 0 | 0 | 0 | 0
[7 empty] | 0 | 0 | 0 | 0 | 0 | 0
[7 empty] | 0 | 0 | 0 | 0 | 0 | 0
[7 empty] | 0 | 0 | 0 | 0 | 0 | 0
[7 empty] | 0 | 0 | 0 | 0 | 0 | 0
[7 empty] | 0 | 0 | 0 | 0 | 0 | 0
[7 empty] | 0 | 0 | 0 | 0 | 0 | 0
[7 empty] | 0 | 0 | 0 | 0 | 0 | 0
[7 empty] | 0 | 0 | 0 | 0 | 0 | 0
[7 empty] | 0 | 0 | 0 | 0 | 0 | 0
[7 empty] | 0 | 0 | 0 | 0 | 0 | 0
[7 empty] | 0 | 0 | 0 | 0 | 0 | 0
[7 empty] | 0 | 0 | 0 | 0 | 0 | 0
[7 empty] | 0 | 0 | 0 | 0 | 0 | 0
[7 empty] | 0 | 0 | 0 | 0 | 0 | 0
[7 empty] | 0 | 0 | 0 | 0 | 0 | 0
[7 empty] | 0 | 0 | 0 | 0 | 0 | 0
[7 empty] | 0 | 0 | 0 | 0 | 0 | 0
[7 empty] | 0 | 0 | 0 | 0 | 0 | 0
[7 empty] | 0 | 0 | 0 | 0 | 0 | 0
[7 empty] | 0 | 0 | 0 | 0 | 0 | 0
[7 empty] | 0 | 0 | 0 | 0 | 0 | 0
[7 empty] | 0 | 0 | 0 | 0 | 0 | 0
[7 empty] | 0 | 0 | 0 | 0 | 0 | 0
[7 empty] | 0 | 0 | 0 | 0 | 0 | 0
[7 empty] | 0 | 0 | 0 | 0 | 0 | 0
[7 empty] | 0 | 0 | 0 | 0 | 0 | 0
[7 empty] | 0 | 0 | 0 | 0 | 0 | 0
[7 empty] | 0 | 0 | 0 | 0 | 0 | 0
[7 empty] | 0 | 0 | 0 | 0 | 0 | 0
[7 empty] | 0 | 0 | 0 | 0 | 0 | 0
[7 empty] | 0 | 0 | 0 | 0 | 0 | 0
[7 empty] | 0 | 0 | 0 | 0 | 0 | 0
[7 empty] | 0 | 0 | 0 | 0 | 0 | 0
[7 empty] | 0 | 0 | 0 | 0 | 0 | 0
[7 empty] | 0 | 0 | 0 | 0 | 0 | 0
[7 empty] | 0 | 0 | 0 | 0 | 0 | 0
[7 empty] | 0 | 0 | 0 | 0 | 0 | 0
[7 empty] | 0 | 0 | 0 | 0 | 0 | 0
[7 empty] | 0 | 0 | 0 | 0 | 0 | 0
[7 empty] | 0 | 0 | 0 | 0 | 0 | 0
[7 empty] | 0 | 0 | 0 | 0 | 0 | 0
[7 empty] | 0 | 0 | 0 | 0 | 0 | 0
[7 empty] | 0 | 0 | 0 | 0 | 0 | 0
[7 empty] | 0 | 0 | 0 | 0 | 0 | 0
[7 empty] | 0 | 0 | 0 | 0 | 0 | 0
[7 empty] | 0 | 0 | 0 | 0 | 0 | 0
[7 empty] | 0 | 0 | 0 | 0 | 0 | 0
[7 empty] | 0 | 0 | 0 | 0 | 0 | 0
[7 empty] | 0 | 0 | 0 | 0 | 0 | 0
[7 empty] | 0 | 0 | 0 | 0 | 0 | 0
[7 empty] | 0 | 0 | 0 | 0 | 0 | 0
[7 empty] | 0 | 0 | 0 | 0 | 0 | 0
[7 empty] | 0 | 0 | 0 | 0 | 0 | 0
[7 empty] | 0 | 0 | 0 | 0 | 0 | 0
[7 empty] | 0 | 0 | 0 | 0 | 0 | 0
[7 empty] | 0 | 0 | 0 | 0 | 0 | 0
[7 empty] | 0 | 0 | 0 | 0 | 0 | 0
[7 empty] | 0 | 0 | 0 | 0 | 0 | 0
[7 empty] | 0 | 0 | 0 | 0 | 0 | 0
[7 empty] | 0 | 0 | 0 | 0 | 0 | 0
[7 empty] | 0 | 0 | 0 | 0 | 0 | 0
[7 empty] | 0 | 0 | 0 | 0 | 0 | 0
[7 empty] | 0 | 0 | 0 | 0 | 0 | 0
[7 empty] | 0 | 0 | 0 | 0 | 0 | 0
[7 empty] | 0 | 0 | 0 | 0 | 0 | 0
[7 empty] | 0 | 0 | 0 | 0 | 0 | 0
[7 empty] | 0 | 0 | 0 | 0 | 0 | 0
[7 empty] | 0 | 0 | 0 | 0 | 0 | 0
[7 empty] | 0 | 0 | 0 | 0 | 0 | 0
[7 empty] | 0 | 0 | 0 | 0 | 0 | 0
[7 empty] | 0 | 0 | 0 | 0 | 0 | 0
[7 empty] | 0 | 0 | 0 | 0 | 0 | 0
[7 empty] | 0 | 0 | 0 | 0 | 0 | 0
[7 empty] | 0 | 0 | 0 | 0 | 0 | 0
[7 empty] | 0 | 0 | 0 | 0 | 0 | 0
[7 empty] | 0 | 0 | 0 | 0 | 0 | 0
[7 empty] | 0 | 0 | 0 | 0 | 0 | 0
[7 empty] | 0 | 0 | 0 | 0 | 0 | 0
[7 empty] | 0 | 0 | 0 | 0 | 0 | 0
[7 empty] | 0 | 0 | 0 | 0 | 0 | 0
[7 empty] | 0 | 0 | 0 | 0 | 0 | 0
[7 empty] | 0 | 0 | 0 | 0 | 0 | 0
[7 empty] | 0 | 0 | 0 | 0 | 0 | 0
[7 empty] | 0 | 0 | 0 | 0 | 0 | 0
[7 empty] | 0 | 0 | 0 | 0 | 0 | 0
[7 empty] | 0 | 0 | 0 | 0 | 0 | 0
[7 empty] | 0 | 0 | 0 | 0 | 0 | 0
[7 empty] | 0 | 0 | 0 | 0 | 0 | 0
[7 empty] | 0 | 0 | 0 | 0 | 0 | 0
[7 empty] | 0 | 0 | 0 | 0 | 0 | 0
[7 empty] | 0 | 0 | 0 | 0 | 0 | 0
[7 empty] | 0 | 0 | 0 | 0 | 0 | 0
[7 empty] | 0 | 0 | 0 | 0 | 0 | 0
[7 empty] | 0 | 0 | 0 | 0 | 0 | 0
[7 empty] | 0 | 0 | 0 | 0 | 0 | 0
[7 empty] | 0 | 0 | 0 | 0 | 0 | 0
[7 empty] | 0 | 0 | 0 | 0 | 0 | 0
[7 empty] | 0 | 0 | 0 | 0 | 0 | 0

## FDAS_PANASONIC
CATEGORY | TYPE | MODEL | ITEM DESCRIPTION | OTHER DESCRIPTION | PURCHASE AMOUNT (vat ex) | Last Price Update Date | SRP (End-User) |  | DEALER's PRICE |  | CONTRACTOR's PRICE |  | REMARKS
[7 empty] | Small Volume (50% Mark-Up) | Big Volume (30% Mark-Up) | Small Volume (30% Mark-Up) | Big Volume (20% Mark-Up) | Small Volume (15% Mark-Up) | Big Volume (10% Mark-Up)
[7 empty] | 0 | 0 | 0 | 0 | 0 | 0
[7 empty] | 0 | 0 | 0 | 0 | 0 | 0
[7 empty] | 0 | 0 | 0 | 0 | 0 | 0
[7 empty] | 0 | 0 | 0 | 0 | 0 | 0
[7 empty] | 0 | 0 | 0 | 0 | 0 | 0
[7 empty] | 0 | 0 | 0 | 0 | 0 | 0
[7 empty] | 0 | 0 | 0 | 0 | 0 | 0
[7 empty] | 0 | 0 | 0 | 0 | 0 | 0
[7 empty] | 0 | 0 | 0 | 0 | 0 | 0
[7 empty] | 0 | 0 | 0 | 0 | 0 | 0
[7 empty] | 0 | 0 | 0 | 0 | 0 | 0
[7 empty] | 0 | 0 | 0 | 0 | 0 | 0
[7 empty] | 0 | 0 | 0 | 0 | 0 | 0
[7 empty] | 0 | 0 | 0 | 0 | 0 | 0
[7 empty] | 0 | 0 | 0 | 0 | 0 | 0
[7 empty] | 0 | 0 | 0 | 0 | 0 | 0
[7 empty] | 0 | 0 | 0 | 0 | 0 | 0
[7 empty] | 0 | 0 | 0 | 0 | 0 | 0
[7 empty] | 0 | 0 | 0 | 0 | 0 | 0
[7 empty] | 0 | 0 | 0 | 0 | 0 | 0
[7 empty] | 0 | 0 | 0 | 0 | 0 | 0
[7 empty] | 0 | 0 | 0 | 0 | 0 | 0
[7 empty] | 0 | 0 | 0 | 0 | 0 | 0
[7 empty] | 0 | 0 | 0 | 0 | 0 | 0
[7 empty] | 0 | 0 | 0 | 0 | 0 | 0
[7 empty] | 0 | 0 | 0 | 0 | 0 | 0
[7 empty] | 0 | 0 | 0 | 0 | 0 | 0
[7 empty] | 0 | 0 | 0 | 0 | 0 | 0
[7 empty] | 0 | 0 | 0 | 0 | 0 | 0
[7 empty] | 0 | 0 | 0 | 0 | 0 | 0
[7 empty] | 0 | 0 | 0 | 0 | 0 | 0
[7 empty] | 0 | 0 | 0 | 0 | 0 | 0
[7 empty] | 0 | 0 | 0 | 0 | 0 | 0
[7 empty] | 0 | 0 | 0 | 0 | 0 | 0
[7 empty] | 0 | 0 | 0 | 0 | 0 | 0
[7 empty] | 0 | 0 | 0 | 0 | 0 | 0
[7 empty] | 0 | 0 | 0 | 0 | 0 | 0
[7 empty] | 0 | 0 | 0 | 0 | 0 | 0
[7 empty] | 0 | 0 | 0 | 0 | 0 | 0
[7 empty] | 0 | 0 | 0 | 0 | 0 | 0
[7 empty] | 0 | 0 | 0 | 0 | 0 | 0
[7 empty] | 0 | 0 | 0 | 0 | 0 | 0
[7 empty] | 0 | 0 | 0 | 0 | 0 | 0
[7 empty] | 0 | 0 | 0 | 0 | 0 | 0
[7 empty] | 0 | 0 | 0 | 0 | 0 | 0
[7 empty] | 0 | 0 | 0 | 0 | 0 | 0
[7 empty] | 0 | 0 | 0 | 0 | 0 | 0
[7 empty] | 0 | 0 | 0 | 0 | 0 | 0
[7 empty] | 0 | 0 | 0 | 0 | 0 | 0
[7 empty] | 0 | 0 | 0 | 0 | 0 | 0
[7 empty] | 0 | 0 | 0 | 0 | 0 | 0
[7 empty] | 0 | 0 | 0 | 0 | 0 | 0
[7 empty] | 0 | 0 | 0 | 0 | 0 | 0
[7 empty] | 0 | 0 | 0 | 0 | 0 | 0
[7 empty] | 0 | 0 | 0 | 0 | 0 | 0
[7 empty] | 0 | 0 | 0 | 0 | 0 | 0
[7 empty] | 0 | 0 | 0 | 0 | 0 | 0
[7 empty] | 0 | 0 | 0 | 0 | 0 | 0
[7 empty] | 0 | 0 | 0 | 0 | 0 | 0
[7 empty] | 0 | 0 | 0 | 0 | 0 | 0
[7 empty] | 0 | 0 | 0 | 0 | 0 | 0
[7 empty] | 0 | 0 | 0 | 0 | 0 | 0
[7 empty] | 0 | 0 | 0 | 0 | 0 | 0
[7 empty] | 0 | 0 | 0 | 0 | 0 | 0
[7 empty] | 0 | 0 | 0 | 0 | 0 | 0
[7 empty] | 0 | 0 | 0 | 0 | 0 | 0
[7 empty] | 0 | 0 | 0 | 0 | 0 | 0
[7 empty] | 0 | 0 | 0 | 0 | 0 | 0
[7 empty] | 0 | 0 | 0 | 0 | 0 | 0
[7 empty] | 0 | 0 | 0 | 0 | 0 | 0
[7 empty] | 0 | 0 | 0 | 0 | 0 | 0
[7 empty] | 0 | 0 | 0 | 0 | 0 | 0
[7 empty] | 0 | 0 | 0 | 0 | 0 | 0
[7 empty] | 0 | 0 | 0 | 0 | 0 | 0
[7 empty] | 0 | 0 | 0 | 0 | 0 | 0
[7 empty] | 0 | 0 | 0 | 0 | 0 | 0
[7 empty] | 0 | 0 | 0 | 0 | 0 | 0
[7 empty] | 0 | 0 | 0 | 0 | 0 | 0
[7 empty] | 0 | 0 | 0 | 0 | 0 | 0
[7 empty] | 0 | 0 | 0 | 0 | 0 | 0
[7 empty] | 0 | 0 | 0 | 0 | 0 | 0
[7 empty] | 0 | 0 | 0 | 0 | 0 | 0
[7 empty] | 0 | 0 | 0 | 0 | 0 | 0
[7 empty] | 0 | 0 | 0 | 0 | 0 | 0
[7 empty] | 0 | 0 | 0 | 0 | 0 | 0
[7 empty] | 0 | 0 | 0 | 0 | 0 | 0
[7 empty] | 0 | 0 | 0 | 0 | 0 | 0
[7 empty] | 0 | 0 | 0 | 0 | 0 | 0
[7 empty] | 0 | 0 | 0 | 0 | 0 | 0
[7 empty] | 0 | 0 | 0 | 0 | 0 | 0
[7 empty] | 0 | 0 | 0 | 0 | 0 | 0
[7 empty] | 0 | 0 | 0 | 0 | 0 | 0
[7 empty] | 0 | 0 | 0 | 0 | 0 | 0
[7 empty] | 0 | 0 | 0 | 0 | 0 | 0
[7 empty] | 0 | 0 | 0 | 0 | 0 | 0
[7 empty] | 0 | 0 | 0 | 0 | 0 | 0
[7 empty] | 0 | 0 | 0 | 0 | 0 | 0
[7 empty] | 0 | 0 | 0 | 0 | 0 | 0
[7 empty] | 0 | 0 | 0 | 0 | 0 | 0
[7 empty] | 0 | 0 | 0 | 0 | 0 | 0
[7 empty] | 0 | 0 | 0 | 0 | 0 | 0
[7 empty] | 0 | 0 | 0 | 0 | 0 | 0
[7 empty] | 0 | 0 | 0 | 0 | 0 | 0
[7 empty] | 0 | 0 | 0 | 0 | 0 | 0
[7 empty] | 0 | 0 | 0 | 0 | 0 | 0
[7 empty] | 0 | 0 | 0 | 0 | 0 | 0
[7 empty] | 0 | 0 | 0 | 0 | 0 | 0
[7 empty] | 0 | 0 | 0 | 0 | 0 | 0
[7 empty] | 0 | 0 | 0 | 0 | 0 | 0
[7 empty] | 0 | 0 | 0 | 0 | 0 | 0
[7 empty] | 0 | 0 | 0 | 0 | 0 | 0
[7 empty] | 0 | 0 | 0 | 0 | 0 | 0
[7 empty] | 0 | 0 | 0 | 0 | 0 | 0
[7 empty] | 0 | 0 | 0 | 0 | 0 | 0
[7 empty] | 0 | 0 | 0 | 0 | 0 | 0
[7 empty] | 0 | 0 | 0 | 0 | 0 | 0
[7 empty] | 0 | 0 | 0 | 0 | 0 | 0
[7 empty] | 0 | 0 | 0 | 0 | 0 | 0
[7 empty] | 0 | 0 | 0 | 0 | 0 | 0
[7 empty] | 0 | 0 | 0 | 0 | 0 | 0
[7 empty] | 0 | 0 | 0 | 0 | 0 | 0
[7 empty] | 0 | 0 | 0 | 0 | 0 | 0
[7 empty] | 0 | 0 | 0 | 0 | 0 | 0
[7 empty] | 0 | 0 | 0 | 0 | 0 | 0
[7 empty] | 0 | 0 | 0 | 0 | 0 | 0
[7 empty] | 0 | 0 | 0 | 0 | 0 | 0
[7 empty] | 0 | 0 | 0 | 0 | 0 | 0
[7 empty] | 0 | 0 | 0 | 0 | 0 | 0
[7 empty] | 0 | 0 | 0 | 0 | 0 | 0
[7 empty] | 0 | 0 | 0 | 0 | 0 | 0
[7 empty] | 0 | 0 | 0 | 0 | 0 | 0
[7 empty] | 0 | 0 | 0 | 0 | 0 | 0
[7 empty] | 0 | 0 | 0 | 0 | 0 | 0
[7 empty] | 0 | 0 | 0 | 0 | 0 | 0
[7 empty] | 0 | 0 | 0 | 0 | 0 | 0
[7 empty] | 0 | 0 | 0 | 0 | 0 | 0
[7 empty] | 0 | 0 | 0 | 0 | 0 | 0
[7 empty] | 0 | 0 | 0 | 0 | 0 | 0
[7 empty] | 0 | 0 | 0 | 0 | 0 | 0
[7 empty] | 0 | 0 | 0 | 0 | 0 | 0
[7 empty] | 0 | 0 | 0 | 0 | 0 | 0
[7 empty] | 0 | 0 | 0 | 0 | 0 | 0
[7 empty] | 0 | 0 | 0 | 0 | 0 | 0
[7 empty] | 0 | 0 | 0 | 0 | 0 | 0
[7 empty] | 0 | 0 | 0 | 0 | 0 | 0
[7 empty] | 0 | 0 | 0 | 0 | 0 | 0
[7 empty] | 0 | 0 | 0 | 0 | 0 | 0
[7 empty] | 0 | 0 | 0 | 0 | 0 | 0
[7 empty] | 0 | 0 | 0 | 0 | 0 | 0
[7 empty] | 0 | 0 | 0 | 0 | 0 | 0
[7 empty] | 0 | 0 | 0 | 0 | 0 | 0
[7 empty] | 0 | 0 | 0 | 0 | 0 | 0
[7 empty] | 0 | 0 | 0 | 0 | 0 | 0
[7 empty] | 0 | 0 | 0 | 0 | 0 | 0
[7 empty] | 0 | 0 | 0 | 0 | 0 | 0
[7 empty] | 0 | 0 | 0 | 0 | 0 | 0
[7 empty] | 0 | 0 | 0 | 0 | 0 | 0
[7 empty] | 0 | 0 | 0 | 0 | 0 | 0
[7 empty] | 0 | 0 | 0 | 0 | 0 | 0
[7 empty] | 0 | 0 | 0 | 0 | 0 | 0
[7 empty] | 0 | 0 | 0 | 0 | 0 | 0
[7 empty] | 0 | 0 | 0 | 0 | 0 | 0
[7 empty] | 0 | 0 | 0 | 0 | 0 | 0
[7 empty] | 0 | 0 | 0 | 0 | 0 | 0
[7 empty] | 0 | 0 | 0 | 0 | 0 | 0
[7 empty] | 0 | 0 | 0 | 0 | 0 | 0
[7 empty] | 0 | 0 | 0 | 0 | 0 | 0
[7 empty] | 0 | 0 | 0 | 0 | 0 | 0
[7 empty] | 0 | 0 | 0 | 0 | 0 | 0
[7 empty] | 0 | 0 | 0 | 0 | 0 | 0
[7 empty] | 0 | 0 | 0 | 0 | 0 | 0
[7 empty] | 0 | 0 | 0 | 0 | 0 | 0
[7 empty] | 0 | 0 | 0 | 0 | 0 | 0
[7 empty] | 0 | 0 | 0 | 0 | 0 | 0
[7 empty] | 0 | 0 | 0 | 0 | 0 | 0
[7 empty] | 0 | 0 | 0 | 0 | 0 | 0
[7 empty] | 0 | 0 | 0 | 0 | 0 | 0
[7 empty] | 0 | 0 | 0 | 0 | 0 | 0
[7 empty] | 0 | 0 | 0 | 0 | 0 | 0
[7 empty] | 0 | 0 | 0 | 0 | 0 | 0
[7 empty] | 0 | 0 | 0 | 0 | 0 | 0
[7 empty] | 0 | 0 | 0 | 0 | 0 | 0
[7 empty] | 0 | 0 | 0 | 0 | 0 | 0
[7 empty] | 0 | 0 | 0 | 0 | 0 | 0
[7 empty] | 0 | 0 | 0 | 0 | 0 | 0
[7 empty] | 0 | 0 | 0 | 0 | 0 | 0
[7 empty] | 0 | 0 | 0 | 0 | 0 | 0
[7 empty] | 0 | 0 | 0 | 0 | 0 | 0
[7 empty] | 0 | 0 | 0 | 0 | 0 | 0
[7 empty] | 0 | 0 | 0 | 0 | 0 | 0
[7 empty] | 0 | 0 | 0 | 0 | 0 | 0
[7 empty] | 0 | 0 | 0 | 0 | 0 | 0
[7 empty] | 0 | 0 | 0 | 0 | 0 | 0
[7 empty] | 0 | 0 | 0 | 0 | 0 | 0
[7 empty] | 0 | 0 | 0 | 0 | 0 | 0
[7 empty] | 0 | 0 | 0 | 0 | 0 | 0
[7 empty] | 0 | 0 | 0 | 0 | 0 | 0
[7 empty] | 0 | 0 | 0 | 0 | 0 | 0
[7 empty] | 0 | 0 | 0 | 0 | 0 | 0
[7 empty] | 0 | 0 | 0 | 0 | 0 | 0
[7 empty] | 0 | 0 | 0 | 0 | 0 | 0
[7 empty] | 0 | 0 | 0 | 0 | 0 | 0
[7 empty] | 0 | 0 | 0 | 0 | 0 | 0
[7 empty] | 0 | 0 | 0 | 0 | 0 | 0
[7 empty] | 0 | 0 | 0 | 0 | 0 | 0
[7 empty] | 0 | 0 | 0 | 0 | 0 | 0
[7 empty] | 0 | 0 | 0 | 0 | 0 | 0
[7 empty] | 0 | 0 | 0 | 0 | 0 | 0
[7 empty] | 0 | 0 | 0 | 0 | 0 | 0
[7 empty] | 0 | 0 | 0 | 0 | 0 | 0
[7 empty] | 0 | 0 | 0 | 0 | 0 | 0
[7 empty] | 0 | 0 | 0 | 0 | 0 | 0
[7 empty] | 0 | 0 | 0 | 0 | 0 | 0
[7 empty] | 0 | 0 | 0 | 0 | 0 | 0
[7 empty] | 0 | 0 | 0 | 0 | 0 | 0
[7 empty] | 0 | 0 | 0 | 0 | 0 | 0
[7 empty] | 0 | 0 | 0 | 0 | 0 | 0
[7 empty] | 0 | 0 | 0 | 0 | 0 | 0
[7 empty] | 0 | 0 | 0 | 0 | 0 | 0
[7 empty] | 0 | 0 | 0 | 0 | 0 | 0
[7 empty] | 0 | 0 | 0 | 0 | 0 | 0
[7 empty] | 0 | 0 | 0 | 0 | 0 | 0
[7 empty] | 0 | 0 | 0 | 0 | 0 | 0
[7 empty] | 0 | 0 | 0 | 0 | 0 | 0
[7 empty] | 0 | 0 | 0 | 0 | 0 | 0
[7 empty] | 0 | 0 | 0 | 0 | 0 | 0
[7 empty] | 0 | 0 | 0 | 0 | 0 | 0
[7 empty] | 0 | 0 | 0 | 0 | 0 | 0
[7 empty] | 0 | 0 | 0 | 0 | 0 | 0
[7 empty] | 0 | 0 | 0 | 0 | 0 | 0
[7 empty] | 0 | 0 | 0 | 0 | 0 | 0
[7 empty] | 0 | 0 | 0 | 0 | 0 | 0
[7 empty] | 0 | 0 | 0 | 0 | 0 | 0
[7 empty] | 0 | 0 | 0 | 0 | 0 | 0
[7 empty] | 0 | 0 | 0 | 0 | 0 | 0
[7 empty] | 0 | 0 | 0 | 0 | 0 | 0
[7 empty] | 0 | 0 | 0 | 0 | 0 | 0
[7 empty] | 0 | 0 | 0 | 0 | 0 | 0
[7 empty] | 0 | 0 | 0 | 0 | 0 | 0
[7 empty] | 0 | 0 | 0 | 0 | 0 | 0
[7 empty] | 0 | 0 | 0 | 0 | 0 | 0
[7 empty] | 0 | 0 | 0 | 0 | 0 | 0
[7 empty] | 0 | 0 | 0 | 0 | 0 | 0
[7 empty] | 0 | 0 | 0 | 0 | 0 | 0
[7 empty] | 0 | 0 | 0 | 0 | 0 | 0
[7 empty] | 0 | 0 | 0 | 0 | 0 | 0
[7 empty] | 0 | 0 | 0 | 0 | 0 | 0
[7 empty] | 0 | 0 | 0 | 0 | 0 | 0
[7 empty] | 0 | 0 | 0 | 0 | 0 | 0
[7 empty] | 0 | 0 | 0 | 0 | 0 | 0
[7 empty] | 0 | 0 | 0 | 0 | 0 | 0
[7 empty] | 0 | 0 | 0 | 0 | 0 | 0
[7 empty] | 0 | 0 | 0 | 0 | 0 | 0
[7 empty] | 0 | 0 | 0 | 0 | 0 | 0
[7 empty] | 0 | 0 | 0 | 0 | 0 | 0
[7 empty] | 0 | 0 | 0 | 0 | 0 | 0
[7 empty] | 0 | 0 | 0 | 0 | 0 | 0
[7 empty] | 0 | 0 | 0 | 0 | 0 | 0
[7 empty] | 0 | 0 | 0 | 0 | 0 | 0
[7 empty] | 0 | 0 | 0 | 0 | 0 | 0
[7 empty] | 0 | 0 | 0 | 0 | 0 | 0
[7 empty] | 0 | 0 | 0 | 0 | 0 | 0
[7 empty] | 0 | 0 | 0 | 0 | 0 | 0
[7 empty] | 0 | 0 | 0 | 0 | 0 | 0
[7 empty] | 0 | 0 | 0 | 0 | 0 | 0
[7 empty] | 0 | 0 | 0 | 0 | 0 | 0
[7 empty] | 0 | 0 | 0 | 0 | 0 | 0
[7 empty] | 0 | 0 | 0 | 0 | 0 | 0
[7 empty] | 0 | 0 | 0 | 0 | 0 | 0
[7 empty] | 0 | 0 | 0 | 0 | 0 | 0
[7 empty] | 0 | 0 | 0 | 0 | 0 | 0
[7 empty] | 0 | 0 | 0 | 0 | 0 | 0
[7 empty] | 0 | 0 | 0 | 0 | 0 | 0
[7 empty] | 0 | 0 | 0 | 0 | 0 | 0
[7 empty] | 0 | 0 | 0 | 0 | 0 | 0
[7 empty] | 0 | 0 | 0 | 0 | 0 | 0
[7 empty] | 0 | 0 | 0 | 0 | 0 | 0
[7 empty] | 0 | 0 | 0 | 0 | 0 | 0
[7 empty] | 0 | 0 | 0 | 0 | 0 | 0
[7 empty] | 0 | 0 | 0 | 0 | 0 | 0
[7 empty] | 0 | 0 | 0 | 0 | 0 | 0
[7 empty] | 0 | 0 | 0 | 0 | 0 | 0
[7 empty] | 0 | 0 | 0 | 0 | 0 | 0
[7 empty] | 0 | 0 | 0 | 0 | 0 | 0
[7 empty] | 0 | 0 | 0 | 0 | 0 | 0
[7 empty] | 0 | 0 | 0 | 0 | 0 | 0
[7 empty] | 0 | 0 | 0 | 0 | 0 | 0
[7 empty] | 0 | 0 | 0 | 0 | 0 | 0
[7 empty] | 0 | 0 | 0 | 0 | 0 | 0
[7 empty] | 0 | 0 | 0 | 0 | 0 | 0
[7 empty] | 0 | 0 | 0 | 0 | 0 | 0
[7 empty] | 0 | 0 | 0 | 0 | 0 | 0
[7 empty] | 0 | 0 | 0 | 0 | 0 | 0
[7 empty] | 0 | 0 | 0 | 0 | 0 | 0
[7 empty] | 0 | 0 | 0 | 0 | 0 | 0
[7 empty] | 0 | 0 | 0 | 0 | 0 | 0
[7 empty] | 0 | 0 | 0 | 0 | 0 | 0
[7 empty] | 0 | 0 | 0 | 0 | 0 | 0
[7 empty] | 0 | 0 | 0 | 0 | 0 | 0
[7 empty] | 0 | 0 | 0 | 0 | 0 | 0
[7 empty] | 0 | 0 | 0 | 0 | 0 | 0
[7 empty] | 0 | 0 | 0 | 0 | 0 | 0
[7 empty] | 0 | 0 | 0 | 0 | 0 | 0
[7 empty] | 0 | 0 | 0 | 0 | 0 | 0
[7 empty] | 0 | 0 | 0 | 0 | 0 | 0
[7 empty] | 0 | 0 | 0 | 0 | 0 | 0
[7 empty] | 0 | 0 | 0 | 0 | 0 | 0
[7 empty] | 0 | 0 | 0 | 0 | 0 | 0
[7 empty] | 0 | 0 | 0 | 0 | 0 | 0
[7 empty] | 0 | 0 | 0 | 0 | 0 | 0
[7 empty] | 0 | 0 | 0 | 0 | 0 | 0
[7 empty] | 0 | 0 | 0 | 0 | 0 | 0
[7 empty] | 0 | 0 | 0 | 0 | 0 | 0
[7 empty] | 0 | 0 | 0 | 0 | 0 | 0
[7 empty] | 0 | 0 | 0 | 0 | 0 | 0
[7 empty] | 0 | 0 | 0 | 0 | 0 | 0
[7 empty] | 0 | 0 | 0 | 0 | 0 | 0
[7 empty] | 0 | 0 | 0 | 0 | 0 | 0
[7 empty] | 0 | 0 | 0 | 0 | 0 | 0
[7 empty] | 0 | 0 | 0 | 0 | 0 | 0
[7 empty] | 0 | 0 | 0 | 0 | 0 | 0
[7 empty] | 0 | 0 | 0 | 0 | 0 | 0
[7 empty] | 0 | 0 | 0 | 0 | 0 | 0
[7 empty] | 0 | 0 | 0 | 0 | 0 | 0
[7 empty] | 0 | 0 | 0 | 0 | 0 | 0
[7 empty] | 0 | 0 | 0 | 0 | 0 | 0
[7 empty] | 0 | 0 | 0 | 0 | 0 | 0
[7 empty] | 0 | 0 | 0 | 0 | 0 | 0
[7 empty] | 0 | 0 | 0 | 0 | 0 | 0
[7 empty] | 0 | 0 | 0 | 0 | 0 | 0