## EMERGENY LIGHTS AND SIGNAGES
BRAND | CATEGORY | TYPE | PHOTO | MODEL | ITEM DESCRIPTION | OTHER ITEM DESCRIPTION | PURCHASE AMOUNT | Last Price Update Date | SRP (End-User) |  | DEALER's PRICE |  | CONTRACTOR's PRICE |  | REMARKS
[9 empty] | Small Volume (50% Mark-Up) | Big Volume (30% Mark-Up) | Small Volume (30% Mark-Up) | Big Volume (20% Mark-Up) | Small Volume (15% Mark-Up) | Big Volume (10% Mark-Up)
| EMERGENCY HEADLIGHTS | QHL-2021 LED SERIES |  | NI-CD 6V 1.8AH | 16LED - SMD; 2x2W 200Lumens; Metallic w/ glass; 6-7 hrs duration |  | 2400 | June 17, 2022 | 3600 | 3120 | 3120 | 2880 | 2760 | 2640
| EMERGENCY HEADLIGHTS |  |  | NI-CD 6V 2.5AH | 16LED - SMD 2x2W 200Lumens Metallic w/ glass 8-9 hrs duration |  | 2550 | June 17, 2022 | 3825 | 3315 | 3315 | 3060 | 2932.5 | 2805
| EMERGENCY HEADLIGHTS |  |  | NI-CD 6V 2.5AH | 24LED - SMD 2x3W 200Lumens Metallic w/ glass 4-5 hrs duration |  | 2850 | June 17, 2022 | 4275 | 3705 | 3705 | 3420 | 3277.5 | 3135
| EMERGENCY HEADLIGHTS |  |  | NI-CD 12V 2.8AH | 24LED - SMD 2x3W 200Lumens Metallic w/ glass 7-8 hrs duration |  | 3500 | June 17, 2022 | 5250 | 4550 | 4550 | 4200 | 4025 | 3850
| EMERGENCY HEADLIGHTS |  |  | SLA 12V 7AH | 24LED - SMD 2x3W 200Lumens Metallic w/ glass 30 hrs duration |  | 3350 | June 17, 2022 | 5025 | 4355 | 4355 | 4020 | 3852.5 | 3685
| EMERGENCY HEADLIGHTS | QHL-2021 HALOGEN SERIES |  | SLA 12V 7AH | Tungsten Halogen 2x10W Metallic w/ glass 4 hrs duration |  | 3250 | June 17, 2022 | 4875 | 4225 | 4225 | 3900 | 3737.5 | 3575
| EMERGENCY HEADLIGHTS |  |  | SLA 12V 7AH | Tungsten Halogen 2x20W Metallic w/ glass 2hrs duration |  | 3250 | June 17, 2022 | 4875 | 4225 | 4225 | 3900 | 3737.5 | 3575
| EMERGENCY HEADLIGHTS | QHL-6001 LED SERIES |  | NI-CD 6V 2.5AH | 24LED - SMD 2x3W 200Lumens Metallic w/ glass 4 hrs duration |  | 2500 | June 17, 2022 | 3750 | 3250 | 3250 | 3000 | 2875 | 2750
| EMERGENCY HEADLIGHTS |  |  | SLA 6V 4.5AH | 24LED - SMD 2x3W 200Lumens Metallic w/ glass 8 hrs duration |  | 2000 | June 17, 2022 | 3000 | 2600 | 2600 | 2400 | 2300 | 2200
| EMERGENCY HEADLIGHTS | WEXL-1 000 IP65 WEATHER SERIES |  | NI-CD 6V 2.8AH | COB LED 2x6W 200Lumens Plastic w/ glass 4-5 hrs duration |  | 10800 | June 17, 2022 | 16200 | 14040 | 14040 | 12960 | 12420 | 11880
| EMERGENCY HEADLIGHTS |  |  | SLA 6V 4.5AH | COB LED 2x6W 200Lumens Plastic w/ glass 4-5 hrs duration |  | 11000 | June 17, 2022 | 16500 | 14300 | 14300 | 13200 | 12650 | 12100
| EMERGENCY HEADLIGHTS | LM-ZFZD Series Explosion Proof IP65 |  | NI-CD 3.6V 2.0AH | COB LED 2x2W 200Lumens Explosion Proof 2 hrs duration |  | 22500 | June 17, 2022 | 33750 | 29250 | 29250 | 27000 | 25875 | 24750
| EMERGENCY HEADLIGHTS | QHL-1008 LED SERIES |  | SLA 6V 4.5AH | COB LED 2x3W 300Lumens Plastic w/ glass |  | 2650 | June 17, 2022 | 3975 | 3445 | 3445 | 3180 | 3047.5 | 2915
| EMERGENCY HEADLIGHTS |  |  | NI-CD 6V 2.8AH | COB LED 2x3W 300Lumens Plastic w/ glass 7-8 hrs duration |  | 2850 | June 17, 2022 | 4275 | 3705 | 3705 | 3420 | 3277.5 | 3135
| EMERGENCY HEADLIGHTS | QHL-6003 NC |  | NI-CD 6V 2.8AH | COB LED 2x6W 400Lumens Plastic w/ glass 4-5 hrs duration |  | 3250 | June 17, 2022 | 4875 | 4225 | 4225 | 3900 | 3737.5 | 3575
| EMERGENCY HEADLIGHTS |  |  | NI-CD 12V 2.8AH | COB LED G4 2x5W 500Lumens Plastic w/ glass 8 hrs duration |  | 4300 | June 17, 2022 | 6450 | 5590 | 5590 | 5160 | 4945 | 4730
| EMERGENCY HEADLIGHTS | QHL-1200 NC-LED |  | NI-CD 12V 4.5AH | Twin Floodlight 2x20W 2x20W 200Lumens Metalic w/ glass 60 mins. Duration |  | 10500 | June 17, 2022 | 15750 | 13650 | 13650 | 12600 | 12075 | 11550
| EMERGENCY HEADLIGHTS | EXL-960 LED SERIES |  | NI-CD 6V 1.2AH | 24LED - SMD 2x2W 200Lumens Plastic w/ glass 2-3 hrs duration |  | 2200 | June 17, 2022 | 3300 | 2860 | 2860 | 2640 | 2530 | 2420
| EMERGENCY HEADLIGHTS |  |  | NI-CD 6V 2.8AH | 24LED - SMD 2x2W 200Lumens Plastic w/ glass 8 hrs duration |  | 2350 | June 17, 2022 | 3525 | 3055 | 3055 | 2820 | 2702.5 | 2585
| EMERGENCY HEADLIGHTS | AE603B UFO Series |  | NI-CD 6V 800mAH | COB 3W, 3000K Daylight: Non-maintained Warm White: M 2 hrs duration |  | 2500 | June 17, 2022 | 3750 | 3250 | 3250 | 3000 | 2875 | 2750
| EMERGENCY HEADLIGHTS |  |  | NI-CD 6V 800mAH | COB 3W, 3000K Daylight: Non-maintained Warm White: NM 2 hrs duration |  | 2400 | June 17, 2022 | 3600 | 3120 | 3120 | 2880 | 2760 | 2640
| EMERGENCY HEADLIGHTS |  |  | NI-CD 6V 1.0AH | Maintained COB 5W 6500K Daylight 3 hrs duration |  | 2850 | June 17, 2022 | 4275 | 3705 | 3705 | 3420 | 3277.5 | 3135
| EMERGENCY HEADLIGHTS | QHL-900 LED SERIES |  | NI-CD 6V 2.8AH | Suface COB LED 2x2W 200Lumens Metallic w/ glass 6-8 hrs duration |  | 2800 | June 17, 2022 | 4200 | 3640 | 3640 | 3360 | 3220 | 3080
| EMERGENCY HEADLIGHTS |  |  | NI-CD 6V 2.8AH | Recessed Mount COB LED 2x2W 200Lumens Metallic w/ glass 6-8 hrs duration |  | 2850 | June 17, 2022 | 4275 | 3705 | 3705 | 3420 | 3277.5 | 3135
| EMERGENCY HEADLIGHTS | EXL-950 NC |  | NI-CD 6V 2.0AH | 24LED - SMD 2x3W 200Lumens Plastic w/ glass 5 hrs duration |  | 2400 | June 17, 2022 | 3600 | 3120 | 3120 | 2880 | 2760 | 2640
| EMERGENCY HEADLIGHTS | YD-650M/NM HO IP65 |  | NI-CD 6V 2.0AH | 24LED-SMD Warm White 6W 200Lumens Plastic w/ glass 5 hrs duration |  | 3150 | June 17, 2022 | 4725 | 4095 | 4095 | 3780 | 3622.5 | 3465
| EMERGENCY HEADLIGHTS |  |  | NI-CD 3.6V 2.0AH | 50LED-DIP, Daylight 6W 100Lumens Plastic w/ glass 3 hrs duration |  | 2250 | June 17, 2022 | 3375 | 2925 | 2925 | 2700 | 2587.5 | 2475
| EMERGENCY HEADLIGHTS | QHL-900 NC-RX (Recessed Mount) |  | NI-CD 6V 2.8AH | 24LED - SMD 2x3W 200Lumens Metallic w/ glass 6 hrs duration |  | 3100 | June 17, 2022 | 4650 | 4030 | 4030 | 3720 | 3565 | 3410
| EMERGENCY HEADLIGHTS | EXL-980 NC |  | NI-CD 6V 2.0AH | 24LED - SMD 2x2W 200Lumens Plastic w/ glass 4-5 hrs duration |  | 2400 | June 17, 2022 | 3600 | 3120 | 3120 | 2880 | 2760 | 2640
| EMERGENCY HEADLIGHTS | Inventory Sale with 2 years Warranty |  | AE208A Ni-Cd | 6V 1.8Ah 24LED-SMD 2x3W Platic w/ glass 4 hrs duration |  | 1620 | June 17, 2022 | 2430 | 2106 | 2106 | 1944 | 1863 | 1782
| EMERGENCY HEADLIGHTS |  |  | SEL-1010 Ni-Cd | 6V 2.8Ah 24LED-SMD 2x3W Metalic w/ glass 6-8 hrs duration |  | 1620 | June 17, 2022 | 2430 | 2106 | 2106 | 1944 | 1863 | 1782
| EMERGENCY HEADLIGHTS |  |  | QHL-600E SLA | 6V 4.5Ah 24LED-DIP 2x2W Metalic w/ Glass 8 hrs duration |  | 1620 | June 17, 2022 | 2430 | 2106 | 2106 | 1944 | 1863 | 1782
| EMERGENCY HEADLIGHTS |  |  | QHL-6005 Ni-Cd | 3.6V 2.0Ah COB-LED 2x2W Plastic w/ glass 2-3 hrs duration |  | 1620 | June 17, 2022 | 2430 | 2106 | 2106 | 1944 | 1863 | 1782
| EMERGENCY HEADLIGHTS | Additional Charges |  | AC Cord |  |  | 50 | June 17, 2022 | 75 | 65 | 65 | 60 | 57.5 | 55
| EMERGENCY HEADLIGHTS |  |  | Transformer 277VAC |  |  | 500 | June 17, 2022 | 750 | 650 | 650 | 600 | 575 | 550
| EMERGENCY EXIT SIGNS | SE-2 Green Exit Light with Emergency Light |  | Ni-Cd 9.6V Ni-Cd 9.6V 1000mah | 1.2Wx2 LED 3 Hrs. Duration |  | 3000 | June 17, 2022 | 4500 | 3900 | 3900 | 3600 | 3450 | 3300
| EMERGENCY EXIT SIGNS | EEL-24LED BT |  | Box Type NI-CD 3.6V 700mAH | 24LED - SMD 2-3 hrs duration Single Face |  | 3350 | June 17, 2022 | 5025 | 4355 | 4355 | 4020 | 3852.5 | 3685
| EMERGENCY EXIT SIGNS |  |  | Box Type NI-CD 3.6V 700mAH | 24LED - SMD 2-3 hrs duration Double Face |  | 3900 | June 17, 2022 | 5850 | 5070 | 5070 | 4680 | 4485 | 4290
| EMERGENCY EXIT SIGNS | EEL-LED165 BT |  | Boc Type NI-CD 3.6V 700mAH | 24LED - SMD 2-3 hrs duration Single Face |  | 2300 | June 17, 2022 | 3450 | 2990 | 2990 | 2760 | 2645 | 2530
| EMERGENCY EXIT SIGNS |  |  | Boc Type NI-CD 3.6V 700mAH | 24LED - SMD 2-3 hrs duration Double Face |  | 2500 | June 17, 2022 | 3750 | 3250 | 3250 | 3000 | 2875 | 2750
| EMERGENCY EXIT SIGNS | YD-650M IP20 V-Shape Surface |  | NI-CD 3.6V 2.0AH | 50LED-DIP Single Face 2-3 hrs duration |  | 2000 | June 17, 2022 | 3000 | 2600 | 2600 | 2400 | 2300 | 2200
| EMERGENCY EXIT SIGNS | ELS-800S/D |  | Slim Type NI-CD 3.6V 700mah | 2-3 hrs duration Single/Double Face Transparent |  | 3000 | June 17, 2022 | 4500 | 3900 | 3900 | 3600 | 3450 | 3300
| EMERGENCY EXIT SIGNS |  |  | Slim Type NI-CD 3.6V 700mah | 2-3 hrs duration Single/Double Face Mirrorized |  | 3250 | June 17, 2022 | 4875 | 4225 | 4225 | 3900 | 3737.5 | 3575
| EMERGENCY EXIT SIGNS | EX-800 GX/RX |  | Slim Type 3.6V 700mah - Green 2.4V 300mAH - Red | 2-3 hrs duration Single/Double Face |  | 1500 | June 17, 2022 | 2250 | 1950 | 1950 | 1800 | 1725 | 1650
| EMERGENCY EXIT SIGNS | EXL-800 GX/RX |  | Slim Type 4.8V 650mah | 3 hrs duration Single/Double Face |  | 1500 | June 17, 2022 | 2250 | 1950 | 1950 | 1800 | 1725 | 1650
| EMERGENCY EXIT SIGNS | YD-650 LED IP65 (Warm White) |  | 3M HEAT RESISTANT NI-CD 3.6V 2.0AH 50LED - DIP | Single Face 3 hrs duration |  | 4400 | June 17, 2022 | 6600 | 5720 | 5720 | 5280 | 5060 | 4840
| EMERGENCY EXIT SIGNS | AE102B-SG |  | Slim Type Laser-cut NI-CD 3.6V 800mah | 12LED - SMD 2-3 hrs duration Transparent |  | 3150 | June 17, 2022 | 4725 | 4095 | 4095 | 3780 | 3622.5 | 3465
| EMERGENCY EXIT SIGNS |  |  | Slim Type Laser-cut NI-CD 3.6V 800mah | 12LED - SMD 2-3 hrs duration Double Face |  | 3350 | June 17, 2022 | 5025 | 4355 | 4355 | 4020 | 3852.5 | 3685
| EMERGENCY EXIT SIGNS | YD-968 |  | Slim Type Laser-cut NI-CD 1.2V 700mah | 24LED - SMD 2-3 hrs duration Transparent |  | 2850 | June 17, 2022 | 4275 | 3705 | 3705 | 3420 | 3277.5 | 3135
| EMERGENCY EXIT SIGNS | ESL-LED Recessed Mount |  | Slim Type NI-CD 3.6V 700mah | 24LED - SMD 2-3 hrs duration Single Face |  | 4300 | June 17, 2022 | 6450 | 5590 | 5590 | 5160 | 4945 | 4730
| EMERGENCY EXIT SIGNS |  |  | Slim Type NI-CD 3.6V 700mah | 24LED - SMD 2-3 hrs duration Double Face |  | 4650 | June 17, 2022 | 6975 | 6045 | 6045 | 5580 | 5347.5 | 5115
| EMERGENCY EXIT SIGNS | EL-800D (Runningman & Stairs) |  | Slim Type NI-CD 3.6V 600mAH | 2-3 hrs duration UL-90V-0 flame rating Single Face |  | 3200 | June 17, 2022 | 4800 | 4160 | 4160 | 3840 | 3680 | 3520
| EMERGENCY EXIT SIGNS |  |  | Slim Type NI-CD 3.6V 600mAH | 2-3 hrs duration UL-90V-0 flame rating Double Face |  | 3500 | June 17, 2022 | 5250 | 4550 | 4550 | 4200 | 4025 | 3850
| EMERGENCY EXIT SIGNS | SL-EX24 |  | Slim Type NI-CD 3.6V 800mAH | 24LED - SMD 2-3 hrs duration Single Face |  | 3650 | June 17, 2022 | 5475 | 4745 | 4745 | 4380 | 4197.5 | 4015
| EMERGENCY EXIT SIGNS |  |  | Slim Type NI-CD 3.6V 800mAH | 24LED - SMD 2-3 hrs duration Double Face |  | 4150 | June 17, 2022 | 6225 | 5395 | 5395 | 4980 | 4772.5 | 4565
| EMERGENCY EXIT SIGNS | AE102B-DW |  | Slim Type NI-CD 6V 800mah | 24LED - SMD 2-3 hrs duration Double Face |  | 2000 | June 17, 2022 | 3000 | 2600 | 2600 | 2400 | 2300 | 2200
| EMERGENCY EXIT SIGNS | ESA-10 IP20 |  | Slim Type NI-CD 3.6V 600mAH | 2-3 hrs duration UL-90V-0 Flame rating Single Face |  | 3200 | June 17, 2022 | 4800 | 4160 | 4160 | 3840 | 3680 | 3520
| EMERGENCY EXIT SIGNS |  |  | Slim Type NI-CD 3.6V 600mAH | 2-3 hrs duration UL-90V-0 Flame rating Double Face |  | 3500 | June 17, 2022 | 5250 | 4550 | 4550 | 4200 | 4025 | 3850
| EMERGENCY EXIT SIGNS | LM-BLZD Explosion Proof |  | Box Type 3.6V 700mAH | Explosion Proof Single Face 2-3 hrs duration |  | 19500 | June 17, 2022 | 29250 | 25350 | 25350 | 23400 | 22425 | 21450
| EMERGENCY EXIT SIGNS | ELS-24LED (Surface Mount / Recessed Mount) |  | Slim Type NI-CD 3.6V | 700mAH Casing: White/Black 2-3 hrs duration Single Face |  | 4750 | June 17, 2022 | 7125 | 6175 | 6175 | 5700 | 5462.5 | 5225
| EMERGENCY EXIT SIGNS |  |  | Slim Type NI-CD 3.6V | 700mAH Casing: White/Black 2-3 hrs duration Double Face |  | 5150 | June 17, 2022 | 7725 | 6695 | 6695 | 6180 | 5922.5 | 5665
| EMERGENCY EXIT SIGNS | Additional Charge In Every Special Designs |  | EEL-24LED Box Type | Single Face |  | 500 | June 17, 2022 | 750 | 650 | 650 | 600 | 575 | 550
| EMERGENCY EXIT SIGNS |  |  |  | Double Face |  | 1000 | June 17, 2022 | 1500 | 1300 | 1300 | 1200 | 1150 | 1100
| EMERGENCY EXIT SIGNS |  |  | ELS-24LED / SL-EX24 / ESL-LED Slim Type | Single Face |  | 1870 | June 17, 2022 | 2805 | 2431 | 2431 | 2244 | 2150.5 | 2057
| EMERGENCY EXIT SIGNS |  |  |  | Double Face |  | 3740 | June 17, 2022 | 5610 | 4862 | 4862 | 4488 | 4301 | 4114
| EMERGENCY EXIT SIGNS |  |  | ESA-10 Slim type | Single Face |  | 550 | June 17, 2022 | 825 | 715 | 715 | 660 | 632.5 | 605
| EMERGENCY EXIT SIGNS |  |  |  | Double Face |  | 1100 | June 17, 2022 | 1650 | 1430 | 1430 | 1320 | 1265 | 1210
| EMERGENCY EXIT SIGNS |  |  | AC Cord |  |  | 50 | June 17, 2022 | 75 | 65 | 65 | 60 | 57.5 | 55
| BATTERY BACK-UP (Emergency Lighting Modules) | AE607LED NC-XL-IS |  | NI-CD 6V 2.8AH | Panel Lights LED 7W LED Bulb 7W 9-55V 100mA < 2 hrs duration |  | 3200 | June 17, 2022 | 4800 | 4160 | 4160 | 3840 | 3680 | 3520
| BATTERY BACK-UP (Emergency Lighting Modules) | AE612LED |  | NI-CD 9.6V 1.5AH | Panel Lights 6W-12 Downlight 9-55V with Driver 9V-55V |  | 2600 | June 17, 2022 | 3900 | 3380 | 3380 | 3120 | 2990 | 2860
| BATTERY BACK-UP (Emergency Lighting Modules) | AE615 DL-IS |  | NI-CD 7.2V 2.5AH | LED Bulb Downlight 8W-15W with or w/o Driver 10V-240V |  | 2650 | June 17, 2022 | 3975 | 3445 | 3445 | 3180 | 3047.5 | 2915
| BATTERY BACK-UP (Emergency Lighting Modules) | AE624 LED |  | NI-CD 9.6V 1.8AH | E27 ESL 18W Panel Lights 18W 15-91V CD 25W Max |  | 2850 | June 17, 2022 | 4275 | 3705 | 3705 | 3420 | 3277.5 | 3135
| BATTERY BACK-UP (Emergency Lighting Modules) | ELM 9E-I IS |  | NI-CD 12V 2.0AH | 9W LED Lamp ESL, FL, 24W LED Tube 100-230V DC 24W Max |  | 3000 | June 17, 2022 | 4500 | 3900 | 3900 | 3600 | 3450 | 3300
| BATTERY BACK-UP (Emergency Lighting Modules) | ELM 8E |  | NI-CD 9.6V 1.5AH | Life Po4 Battery 3-10W LV LED Lamp Max 12V 20W Halogen ± 2 hrs duration |  | 3300 | June 17, 2022 | 4950 | 4290 | 4290 | 3960 | 3795 | 3630
| BATTERY BACK-UP (Emergency Lighting Modules) | AE625LED V1A.2.2 |  | NI-CD 12V 2.8AH | Panel Light Downlight 25W with Driver DC 20-80V |  | 3500 | June 17, 2022 | 5250 | 4550 | 4550 | 4200 | 4025 | 3850
| BATTERY BACK-UP (Emergency Lighting Modules) | AE640DL-YL |  | NI-CD 12V 2.8AH | High Power Floodlight High Bay LEDs 100W 95-125V DC 40W Max |  | 3650 | June 17, 2022 | 5475 | 4745 | 4745 | 4380 | 4197.5 | 4015
| BATTERY BACK-UP (Emergency Lighting Modules) | AE645LED-X |  | NI-CD 12V 4.5AH | Panel Light Downlight 40W/60W with or w/o Driver |  | 4500 | June 17, 2022 | 6750 | 5850 | 5850 | 5400 | 5175 | 4950
| BATTERY BACK-UP (Emergency Lighting Modules) | ELM4E-I |  | NI-CD 6V 2.5Ah | FL Tube 8-40W PLC 26W Sugarcane/Sideways 4-Pin |  | 2500 | June 17, 2022 | 3750 | 3250 | 3250 | 3000 | 2875 | 2750
| BATTERY BACK-UP (Emergency Lighting Modules) |  |  | NI-CD 6V 2.5Ah | FL Tube 8-40W PLC 26W Sugarcane/Sideways 8-Pin |  | 2650 | June 17, 2022 | 3975 | 3445 | 3445 | 3180 | 3047.5 | 2915
| BATTERY BACK-UP (Emergency Lighting Modules) | ELM-8E |  | NI-CD 7.2V 4.5AH | Life Po4 Battery MR16 3W-25W 12VDC Ribbon LEDs ± 2 hrs duration |  | 2800 | June 17, 2022 | 4200 | 3640 | 3640 | 3360 | 3220 | 3080
| BATTERY BACK-UP (Emergency Lighting Modules) | ELM-9E 6VNC |  | NI-CD 6V 2.8AH | LED DownLight Maintained / Non-Maintained 160-240V 3-7W |  | 2800 | June 17, 2022 | 4200 | 3640 | 3640 | 3360 | 3220 | 3080
| BATTERY BACK-UP (Emergency Lighting Modules) | ELM9E-I V2 |  | NI-CD 12V 2.8AH | LED SpotLight 25W ESL, FL, 24W LED Tube 90-230V DC 30W Max |  | 3800 | June 17, 2022 | 5700 | 4940 | 4940 | 4560 | 4370 | 4180
| BATTERY BACK-UP (Emergency Lighting Modules) | ELM9E-II |  | NI-CD 12V 2.8Ah | IP20 230/277VAC 10W-40W Philips PLC 30W |  | 3800 | June 17, 2022 | 5700 | 4940 | 4940 | 4560 | 4370 | 4180
| BATTERY BACK-UP (Emergency Lighting Modules) | ELM9E-II V1.2-K |  | NI-CD 12V 3.5AH | LED SpotLight 35W ESL, FL, 28W LED Tube 110-160V DC 45W Max |  | 4000 | June 17, 2022 | 6000 | 5200 | 5200 | 4800 | 4600 | 4400
| BATTERY BACK-UP (Emergency Lighting Modules) | ELM9E-III OAC |  | NI-CD 12V 4.5AH | LED SpotLight 50W ESL, FL, 50W LED Tube 160-200V DC 50W Max |  | 4500 | June 17, 2022 | 6750 | 5850 | 5850 | 5400 | 5175 | 4950
| BATTERY BACK-UP (Emergency Lighting Modules) | ELM-12E HP-150 |  | NI-CD 24V 7000mAH | Spiral Bulb 65W Incandescent 100W Linear Halogen 100W |  | 22500 | June 17, 2022 | 33750 | 29250 | 29250 | 27000 | 25875 | 24750
| BATTERY BACK-UP (Emergency Lighting Modules) | AE680DL-IS |  | Ni-Cd 36V 4.5ah | Load: 50-150W |  | 22500 | June 17, 2022 | 33750 | 29250 | 29250 | 27000 | 25875 | 24750
| BATTERY BACK-UP (Emergency Lighting Modules) | Addditional Charges for the following |  | With Gearbox |  |  | 450 | June 17, 2022 | 675 | 585 | 585 | 540 | 517.5 | 495
| BATTERY BACK-UP (Emergency Lighting Modules) |  |  | With Assembly |  |  | 150 | June 17, 2022 | 225 | 195 | 195 | 180 | 172.5 | 165
| BATTERY BACK-UP (Emergency Lighting Modules) |  |  | Male & Female Connector |  |  | 75 | June 17, 2022 | 112.5 | 97.5 | 97.5 | 90 | 86.25 | 82.5
| ELECTRONIC BALLAST | General Applications Standard Series |  | QEC 401 HPF IC | T8/T12 36-40W x1 180-265VAC |  | 750 | June 17, 2022 | 1125 | 975 | 975 | 900 | 862.5 | 825
| ELECTRONIC BALLAST |  |  | QEC 321 HPF IC | T8 32W x1 180-265VAC |  | 750 | June 17, 2022 | 1125 | 975 | 975 | 900 | 862.5 | 825
| ELECTRONIC BALLAST |  |  | QEC 201 HPF IC | T8/T12 18-20W x1 180-265VAC |  | 750 | June 17, 2022 | 1125 | 975 | 975 | 900 | 862.5 | 825
| ELECTRONIC BALLAST |  |  | QEC 202 HPF IC | T8/T12 18-20W x2 180-265VAC |  | 750 | June 17, 2022 | 1125 | 975 | 975 | 900 | 862.5 | 825
| ELECTRONIC BALLAST | General Applications PL, PLC, Circular Flourescent Lamps Slim Aluminum Casing Refrigirant Ballast |  | QEC 201 LC | T8/T12 18-20W x1 230VAC 60Hz |  | 645 | June 17, 2022 | 967.5 | 838.5 | 838.5 | 774 | 741.75 | 709.5
| ELECTRONIC BALLAST |  |  | QEC 281 LC | T8/T12 28W x1 230VAC 60Hz |  | 645 | June 17, 2022 | 967.5 | 838.5 | 838.5 | 774 | 741.75 | 709.5
| ELECTRONIC BALLAST |  |  | QEC 282 LC | T5/T8 28W x2 230VAC 60Hz |  | 750 | June 17, 2022 | 1125 | 975 | 975 | 900 | 862.5 | 825
| ELECTRONIC BALLAST |  |  | QEC 401 HP | T8/T12 36-40 x1 165-260VAC |  | 950 | June 17, 2022 | 1425 | 1235 | 1235 | 1140 | 1092.5 | 1045
| ELECTRONIC BALLAST |  |  | QEC 322 LC | T5/T8 32W x2 230VAC 60Hz |  | 750 | June 17, 2022 | 1125 | 975 | 975 | 900 | 862.5 | 825
| ELECTRONIC BALLAST |  |  | QEC 402 LC | T8/T12 36-40W x2 230VAC 60Hz |  | 750 | June 17, 2022 | 1125 | 975 | 975 | 900 | 862.5 | 825
| ELECTRONIC BALLAST |  |  | 1HI UNV 232 T8 | T8 25W, 32W, 40W 110-277VAC UP to -40°C |  | 2200 | June 17, 2022 | 3300 | 2860 | 2860 | 2640 | 2530 | 2420
| ELECTRONIC BALLAST | Sealed Lead Acid Battery |  | Heavy Duty Series | 6V 4.5AH- Quantum |  | 500 | June 17, 2022 | 750 | 650 | 650 | 600 | 575 | 550
| ELECTRONIC BALLAST |  |  |  | 12V 7AH- Motolite |  | 1200 | June 17, 2022 | 1800 | 1560 | 1560 | 1440 | 1380 | 1320
| ELECTRONIC BALLAST | Nickle Cadmium Battery |  | 6V 2.8AH | UL Listed Replacement Ni-Cd |  | 800 | June 17, 2022 | 1200 | 1040 | 1040 | 960 | 920 | 880
| ELECTRONIC BALLAST |  |  | 3.6V 2AH | UL Listed Replacement NC |  | 600 | June 17, 2022 | 900 | 780 | 780 | 720 | 690 | 660
| ELECTRONIC BALLAST | AC Cord - White |  | 1.2Meters | Pure Copper #18 AWG 0.50 sq.mm. |  | 50 | June 17, 2022 | 75 | 65 | 65 | 60 | 57.5 | 55
| ELECTRONIC BALLAST | Cable Gland |  | PG-9 | Dirty White |  | 11.5 | June 17, 2022 | 17.25 | 14.95 | 14.95 | 13.8 | 13.225 | 12.65
| ELECTRONIC BALLAST |  |  | PG-11 | Dirty White |  | 12.5 | June 17, 2022 | 18.75 | 16.25 | 16.25 | 15 | 14.375 | 13.75
| ELECTRONIC BALLAST | Cambric Tube |  | 6.0mm | High Quality CT Dirty White 100mtr |  | 5000 | June 17, 2022 | 7500 | 6500 | 6500 | 6000 | 5750 | 5500
| ELECTRONIC BALLAST |  |  | 6.0mm | High Quality CT Dirty White Roll |  | 1200 | June 17, 2022 | 1800 | 1560 | 1560 | 1440 | 1380 | 1320
|  |  |  | MISC-LED-001 | LED Emergency Light Twin Head Color White | Technical Description: Wattage 2 x 3 Watts Light Heads Two fully adjustable glare-free round shape light heads Burning Time Up to > 90 Minutes Material Injection - molded thermoplastic ABS housing. Input Voltage: AC 220V – 265V 50/60 Hz Battery Type ni-cd battery Battery Protection Over-Charge and Over discharge Protection Light Source High Brightness LED SMD Housing Color White IP Rating IP 40 | 495 | 2021-06-30 | 742.5 | 643.5 | 643.5 | 594 | 569.25 | 544.5
|  |  |  | MISC-LED-002 | LED Emergency Light Twin Head Color Black | Technical Description: Wattage 2 x 3 Watts Light Heads Two fully adjustable glare-free round shape light heads Burning Time Up to >90 Minutes Material Injection-molded thermoplastic ABS housing Input Voltage: AC 220V – 265V 50/60 Hz Battery Type ni-cd battery Battery Protection Over-Charge and Over discharge Protection Light Source High Brightness LED SMD Housing Color Matte Black IP Rating IP 40 | 630 | 2021-06-30 | 945 | 819 | 819 | 756 | 724.5 | 693
|  |  |  | MISC-LED-003 | LED Emergency Light Twin Head – Mickey Type | Technical Description: Wattage 2 x 5 Watts Light Heads Two fully adjustable glare-free round shape light heads Burning Time Up to >90 Minutes Material Electro galvanized steel with epoxy powder coating Input Voltage: AC 220V – 265V 50/60 Hz Battery Type Ni-Cad Battery Protection Low Voltage cut-off Light Source High Brightness LED COB Housing Color White IP Rating IP 40 | 730 | 2021-06-30 | 1095 | 949 | 949 | 876 | 839.5 | 803
|  |  |  | MISC-LED-004 | LED UFO Emergency Light Ceiling Mounted | Technical Description: Wattage3 Watts Luminous flux200lm Light Source1pc High Brightness LED COB Burning Time Up to > 90 Minutes Material Aluminum + PC Lens Input Voltage: AC 220V – 240V 50/60 Hz Battery Type Ni-Cd SC Battery Protection Over-Charge and Over discharge Protection Body Color White IP Rating IP 40 | 950 | 2021-06-30 | 1425 | 1235 | 1235 | 1140 | 1092.5 | 1045
|  |  |  | MISC-LED-005 | LED Exit Sign Glass Exit Word Double Face | Technical Description: Design Label Exit Sign Label Double Face Wattage 4 Watts Burning Time Upto >90 Minutes Material Aluminum Housing+ Glass Panel Input Voltage AC 220V – 265V 50/60 Hz Battery Type ni-cd battery Battery Protection Over-Charge and Over discharge Protection Light Source High Brightness LED SMD IP Rating IP 40 | 420 | 2021-06-30 | 630 | 546 | 546 | 504 | 483 | 462
|  |  |  | MISC-LED-006 | LED Exit Sign Acrylic Single Face | Technical Description: Design Label Exit Sign Label Single Face Wattage 4 Watts Burning Time Up to >90 Minutes Material Aluminum Housing + Acrylic Panel Input Voltage AC 220V – 265V 50/60 Hz Battery Type ni-cd battery Battery Protection Over-Charge and Over discharge Protection Light Source High Brightness LED SMD IP Rating IP 40 | 520 | 2021-06-30 | 780 | 676 | 676 | 624 | 598 | 572
|  |  |  | MISC-LED-007 | LED Exit Sign Acrylic Double Face Left/Right | Technical Description: Design Label Arrow Left, Exit, Arrow Right Label Double Face Wattage 4 Watts Burning Time Up to >90 Minutes Material Aluminum Housing+ Acrylic Panel Input Voltage AC 220V – 265V 50/60 Hz Battery Type ni-cd battery Battery Protection Over-Charge and Over discharge Protection Light Source High Brightness LED SMD IP Rating IP 40 | 520 | 2021-06-30 | 780 | 676 | 676 | 624 | 598 | 572
|  |  |  | MISC-LED-008 | LED Exit Sign Acrylic Left Arrow Double Face | Technical Description: Design Label Arrow Left, Running Man, Exit Label Double Face Wattage 4 Watts Burning Time Up to >90 Minutes Material Aluminum Housing+ Acrylic Panel Input Voltage AC 220V – 265V 50/60 Hz Battery Type ni-cd battery Battery Protection Over-Charge and Over discharge Protection Light Source High Brightness LED SMD IP Rating IP 40 | 520 | 2021-06-30 | 780 | 676 | 676 | 624 | 598 | 572
|  |  |  | MISC-LED-009 | LED Exit Sign Acrylic Right Arrow Double Face | Technical Description: Design Label Exit, Running Man, Arrow Right Label Double Face Wattage 4 Watts Burning Time Up to >90 Minutes Material Aluminum Housing+ Acrylic Panel Input Voltage AC 220V – 265V 50/60 Hz Battery Type ni-cd battery Battery Protection Over-Charge and Over discharge Protection Light Source High Brightness LED SMD IP Rating IP 40 | 520 | 2021-06-30 | 780 | 676 | 676 | 624 | 598 | 572
[9 empty] | 0 | 0 | 0 | 0 | 0 | 0
[9 empty] | 0 | 0 | 0 | 0 | 0 | 0
[9 empty] | 0 | 0 | 0 | 0 | 0 | 0
[9 empty] | 0 | 0 | 0 | 0 | 0 | 0
[9 empty] | 0 | 0 | 0 | 0 | 0 | 0
[9 empty] | 0 | 0 | 0 | 0 | 0 | 0
[9 empty] | 0 | 0 | 0 | 0 | 0 | 0
[9 empty] | 0 | 0 | 0 | 0 | 0 | 0
[9 empty] | 0 | 0 | 0 | 0 | 0 | 0
[9 empty] | 0 | 0 | 0 | 0 | 0 | 0
[9 empty] | 0 | 0 | 0 | 0 | 0 | 0
[9 empty] | 0 | 0 | 0 | 0 | 0 | 0
[9 empty] | 0 | 0 | 0 | 0 | 0 | 0
[9 empty] | 0 | 0 | 0 | 0 | 0 | 0
[9 empty] | 0 | 0 | 0 | 0 | 0 | 0
[9 empty] | 0 | 0 | 0 | 0 | 0 | 0
[9 empty] | 0 | 0 | 0 | 0 | 0 | 0
[9 empty] | 0 | 0 | 0 | 0 | 0 | 0
[9 empty] | 0 | 0 | 0 | 0 | 0 | 0
[9 empty] | 0 | 0 | 0 | 0 | 0 | 0
[9 empty] | 0 | 0 | 0 | 0 | 0 | 0
[9 empty] | 0 | 0 | 0 | 0 | 0 | 0
[9 empty] | 0 | 0 | 0 | 0 | 0 | 0
[9 empty] | 0 | 0 | 0 | 0 | 0 | 0
[9 empty] | 0 | 0 | 0 | 0 | 0 | 0
[9 empty] | 0 | 0 | 0 | 0 | 0 | 0
[9 empty] | 0 | 0 | 0 | 0 | 0 | 0
[9 empty] | 0 | 0 | 0 | 0 | 0 | 0
[9 empty] | 0 | 0 | 0 | 0 | 0 | 0
[9 empty] | 0 | 0 | 0 | 0 | 0 | 0
[9 empty] | 0 | 0 | 0 | 0 | 0 | 0
[9 empty] | 0 | 0 | 0 | 0 | 0 | 0
[9 empty] | 0 | 0 | 0 | 0 | 0 | 0
[9 empty] | 0 | 0 | 0 | 0 | 0 | 0
[9 empty] | 0 | 0 | 0 | 0 | 0 | 0
[9 empty] | 0 | 0 | 0 | 0 | 0 | 0
[9 empty] | 0 | 0 | 0 | 0 | 0 | 0
[9 empty] | 0 | 0 | 0 | 0 | 0 | 0
[9 empty] | 0 | 0 | 0 | 0 | 0 | 0
[9 empty] | 0 | 0 | 0 | 0 | 0 | 0
[9 empty] | 0 | 0 | 0 | 0 | 0 | 0
[9 empty] | 0 | 0 | 0 | 0 | 0 | 0
[9 empty] | 0 | 0 | 0 | 0 | 0 | 0
[9 empty] | 0 | 0 | 0 | 0 | 0 | 0
[9 empty] | 0 | 0 | 0 | 0 | 0 | 0
[9 empty] | 0 | 0 | 0 | 0 | 0 | 0
[9 empty] | 0 | 0 | 0 | 0 | 0 | 0
[9 empty] | 0 | 0 | 0 | 0 | 0 | 0
[9 empty] | 0 | 0 | 0 | 0 | 0 | 0
[9 empty] | 0 | 0 | 0 | 0 | 0 | 0
[9 empty] | 0 | 0 | 0 | 0 | 0 | 0
[9 empty] | 0 | 0 | 0 | 0 | 0 | 0
[9 empty] | 0 | 0 | 0 | 0 | 0 | 0
[9 empty] | 0 | 0 | 0 | 0 | 0 | 0
[9 empty] | 0 | 0 | 0 | 0 | 0 | 0
[9 empty] | 0 | 0 | 0 | 0 | 0 | 0
[9 empty] | 0 | 0 | 0 | 0 | 0 | 0
[9 empty] | 0 | 0 | 0 | 0 | 0 | 0
[9 empty] | 0 | 0 | 0 | 0 | 0 | 0
[9 empty] | 0 | 0 | 0 | 0 | 0 | 0
[9 empty] | 0 | 0 | 0 | 0 | 0 | 0
[9 empty] | 0 | 0 | 0 | 0 | 0 | 0
[9 empty] | 0 | 0 | 0 | 0 | 0 | 0
[9 empty] | 0 | 0 | 0 | 0 | 0 | 0
[9 empty] | 0 | 0 | 0 | 0 | 0 | 0
[9 empty] | 0 | 0 | 0 | 0 | 0 | 0
[9 empty] | 0 | 0 | 0 | 0 | 0 | 0
[9 empty] | 0 | 0 | 0 | 0 | 0 | 0
[9 empty] | 0 | 0 | 0 | 0 | 0 | 0
[9 empty] | 0 | 0 | 0 | 0 | 0 | 0
[9 empty] | 0 | 0 | 0 | 0 | 0 | 0
[9 empty] | 0 | 0 | 0 | 0 | 0 | 0
[9 empty] | 0 | 0 | 0 | 0 | 0 | 0
[9 empty] | 0 | 0 | 0 | 0 | 0 | 0
[9 empty] | 0 | 0 | 0 | 0 | 0 | 0
[9 empty] | 0 | 0 | 0 | 0 | 0 | 0
[9 empty] | 0 | 0 | 0 | 0 | 0 | 0
[9 empty] | 0 | 0 | 0 | 0 | 0 | 0
[9 empty] | 0 | 0 | 0 | 0 | 0 | 0
[9 empty] | 0 | 0 | 0 | 0 | 0 | 0
[9 empty] | 0 | 0 | 0 | 0 | 0 | 0
[9 empty] | 0 | 0 | 0 | 0 | 0 | 0
[9 empty] | 0 | 0 | 0 | 0 | 0 | 0
[9 empty] | 0 | 0 | 0 | 0 | 0 | 0
[9 empty] | 0 | 0 | 0 | 0 | 0 | 0
[9 empty] | 0 | 0 | 0 | 0 | 0 | 0
[9 empty] | 0 | 0 | 0 | 0 | 0 | 0
[9 empty] | 0 | 0 | 0 | 0 | 0 | 0
[9 empty] | 0 | 0 | 0 | 0 | 0 | 0
[9 empty] | 0 | 0 | 0 | 0 | 0 | 0
[9 empty] | 0 | 0 | 0 | 0 | 0 | 0
[9 empty] | 0 | 0 | 0 | 0 | 0 | 0
[9 empty] | 0 | 0 | 0 | 0 | 0 | 0
[9 empty] | 0 | 0 | 0 | 0 | 0 | 0
[9 empty] | 0 | 0 | 0 | 0 | 0 | 0
[9 empty] | 0 | 0 | 0 | 0 | 0 | 0
[9 empty] | 0 | 0 | 0 | 0 | 0 | 0
[9 empty] | 0 | 0 | 0 | 0 | 0 | 0
[9 empty] | 0 | 0 | 0 | 0 | 0 | 0
[9 empty] | 0 | 0 | 0 | 0 | 0 | 0
[9 empty] | 0 | 0 | 0 | 0 | 0 | 0
[9 empty] | 0 | 0 | 0 | 0 | 0 | 0
[9 empty] | 0 | 0 | 0 | 0 | 0 | 0
[9 empty] | 0 | 0 | 0 | 0 | 0 | 0
[9 empty] | 0 | 0 | 0 | 0 | 0 | 0
[9 empty] | 0 | 0 | 0 | 0 | 0 | 0
[9 empty] | 0 | 0 | 0 | 0 | 0 | 0
[9 empty] | 0 | 0 | 0 | 0 | 0 | 0
[9 empty] | 0 | 0 | 0 | 0 | 0 | 0
[9 empty] | 0 | 0 | 0 | 0 | 0 | 0
[9 empty] | 0 | 0 | 0 | 0 | 0 | 0
[9 empty] | 0 | 0 | 0 | 0 | 0 | 0
[9 empty] | 0 | 0 | 0 | 0 | 0 | 0
[9 empty] | 0 | 0 | 0 | 0 | 0 | 0
[9 empty] | 0 | 0 | 0 | 0 | 0 | 0
[9 empty] | 0 | 0 | 0 | 0 | 0 | 0
[9 empty] | 0 | 0 | 0 | 0 | 0 | 0
[9 empty] | 0 | 0 | 0 | 0 | 0 | 0
[9 empty] | 0 | 0 | 0 | 0 | 0 | 0
[9 empty] | 0 | 0 | 0 | 0 | 0 | 0
[9 empty] | 0 | 0 | 0 | 0 | 0 | 0
[9 empty] | 0 | 0 | 0 | 0 | 0 | 0
[9 empty] | 0 | 0 | 0 | 0 | 0 | 0
[9 empty] | 0 | 0 | 0 | 0 | 0 | 0
[9 empty] | 0 | 0 | 0 | 0 | 0 | 0
[9 empty] | 0 | 0 | 0 | 0 | 0 | 0
[9 empty] | 0 | 0 | 0 | 0 | 0 | 0
[9 empty] | 0 | 0 | 0 | 0 | 0 | 0
[9 empty] | 0 | 0 | 0 | 0 | 0 | 0
[9 empty] | 0 | 0 | 0 | 0 | 0 | 0
[9 empty] | 0 | 0 | 0 | 0 | 0 | 0
[9 empty] | 0 | 0 | 0 | 0 | 0 | 0
[9 empty] | 0 | 0 | 0 | 0 | 0 | 0
[9 empty] | 0 | 0 | 0 | 0 | 0 | 0
[9 empty] | 0 | 0 | 0 | 0 | 0 | 0
[9 empty] | 0 | 0 | 0 | 0 | 0 | 0
[9 empty] | 0 | 0 | 0 | 0 | 0 | 0
[9 empty] | 0 | 0 | 0 | 0 | 0 | 0
[9 empty] | 0 | 0 | 0 | 0 | 0 | 0
[9 empty] | 0 | 0 | 0 | 0 | 0 | 0
[9 empty] | 0 | 0 | 0 | 0 | 0 | 0
[9 empty] | 0 | 0 | 0 | 0 | 0 | 0
[9 empty] | 0 | 0 | 0 | 0 | 0 | 0
[9 empty] | 0 | 0 | 0 | 0 | 0 | 0
[9 empty] | 0 | 0 | 0 | 0 | 0 | 0
[9 empty] | 0 | 0 | 0 | 0 | 0 | 0
[9 empty] | 0 | 0 | 0 | 0 | 0 | 0
[9 empty] | 0 | 0 | 0 | 0 | 0 | 0
[9 empty] | 0 | 0 | 0 | 0 | 0 | 0
[9 empty] | 0 | 0 | 0 | 0 | 0 | 0
[9 empty] | 0 | 0 | 0 | 0 | 0 | 0
[9 empty] | 0 | 0 | 0 | 0 | 0 | 0
[9 empty] | 0 | 0 | 0 | 0 | 0 | 0
[9 empty] | 0 | 0 | 0 | 0 | 0 | 0
[9 empty] | 0 | 0 | 0 | 0 | 0 | 0
[9 empty] | 0 | 0 | 0 | 0 | 0 | 0
[9 empty] | 0 | 0 | 0 | 0 | 0 | 0
[9 empty] | 0 | 0 | 0 | 0 | 0 | 0
[9 empty] | 0 | 0 | 0 | 0 | 0 | 0
[9 empty] | 0 | 0 | 0 | 0 | 0 | 0
[9 empty] | 0 | 0 | 0 | 0 | 0 | 0
[9 empty] | 0 | 0 | 0 | 0 | 0 | 0
[9 empty] | 0 | 0 | 0 | 0 | 0 | 0
[9 empty] | 0 | 0 | 0 | 0 | 0 | 0
[9 empty] | 0 | 0 | 0 | 0 | 0 | 0
[9 empty] | 0 | 0 | 0 | 0 | 0 | 0
[9 empty] | 0 | 0 | 0 | 0 | 0 | 0
[9 empty] | 0 | 0 | 0 | 0 | 0 | 0
[9 empty] | 0 | 0 | 0 | 0 | 0 | 0
[9 empty] | 0 | 0 | 0 | 0 | 0 | 0
[9 empty] | 0 | 0 | 0 | 0 | 0 | 0
[9 empty] | 0 | 0 | 0 | 0 | 0 | 0
[9 empty] | 0 | 0 | 0 | 0 | 0 | 0
[9 empty] | 0 | 0 | 0 | 0 | 0 | 0
[9 empty] | 0 | 0 | 0 | 0 | 0 | 0
[9 empty] | 0 | 0 | 0 | 0 | 0 | 0
[9 empty] | 0 | 0 | 0 | 0 | 0 | 0
[9 empty] | 0 | 0 | 0 | 0 | 0 | 0
[9 empty] | 0 | 0 | 0 | 0 | 0 | 0
[9 empty] | 0 | 0 | 0 | 0 | 0 | 0
[9 empty] | 0 | 0 | 0 | 0 | 0 | 0
[9 empty] | 0 | 0 | 0 | 0 | 0 | 0
[9 empty] | 0 | 0 | 0 | 0 | 0 | 0
[9 empty] | 0 | 0 | 0 | 0 | 0 | 0
[9 empty] | 0 | 0 | 0 | 0 | 0 | 0
[9 empty] | 0 | 0 | 0 | 0 | 0 | 0
[9 empty] | 0 | 0 | 0 | 0 | 0 | 0
[9 empty] | 0 | 0 | 0 | 0 | 0 | 0
[9 empty] | 0 | 0 | 0 | 0 | 0 | 0
[9 empty] | 0 | 0 | 0 | 0 | 0 | 0
[9 empty] | 0 | 0 | 0 | 0 | 0 | 0
[9 empty] | 0 | 0 | 0 | 0 | 0 | 0
[9 empty] | 0 | 0 | 0 | 0 | 0 | 0
[9 empty] | 0 | 0 | 0 | 0 | 0 | 0
[9 empty] | 0 | 0 | 0 | 0 | 0 | 0
[9 empty] | 0 | 0 | 0 | 0 | 0 | 0
[9 empty] | 0 | 0 | 0 | 0 | 0 | 0
[9 empty] | 0 | 0 | 0 | 0 | 0 | 0
[9 empty] | 0 | 0 | 0 | 0 | 0 | 0
[9 empty] | 0 | 0 | 0 | 0 | 0 | 0
[9 empty] | 0 | 0 | 0 | 0 | 0 | 0
[9 empty] | 0 | 0 | 0 | 0 | 0 | 0
[9 empty] | 0 | 0 | 0 | 0 | 0 | 0
[9 empty] | 0 | 0 | 0 | 0 | 0 | 0
[9 empty] | 0 | 0 | 0 | 0 | 0 | 0
[9 empty] | 0 | 0 | 0 | 0 | 0 | 0
[9 empty] | 0 | 0 | 0 | 0 | 0 | 0
[9 empty] | 0 | 0 | 0 | 0 | 0 | 0
[9 empty] | 0 | 0 | 0 | 0 | 0 | 0
[9 empty] | 0 | 0 | 0 | 0 | 0 | 0
[9 empty] | 0 | 0 | 0 | 0 | 0 | 0
[9 empty] | 0 | 0 | 0 | 0 | 0 | 0
[9 empty] | 0 | 0 | 0 | 0 | 0 | 0
[9 empty] | 0 | 0 | 0 | 0 | 0 | 0
[9 empty] | 0 | 0 | 0 | 0 | 0 | 0
[9 empty] | 0 | 0 | 0 | 0 | 0 | 0
[9 empty] | 0 | 0 | 0 | 0 | 0 | 0
[9 empty] | 0 | 0 | 0 | 0 | 0 | 0
[9 empty] | 0 | 0 | 0 | 0 | 0 | 0
[9 empty] | 0 | 0 | 0 | 0 | 0 | 0
[9 empty] | 0 | 0 | 0 | 0 | 0 | 0
[9 empty] | 0 | 0 | 0 | 0 | 0 | 0
[9 empty] | 0 | 0 | 0 | 0 | 0 | 0

## OTHERS
CATEGORY | BRAND | MODEL | ITEM DESCRIPTION | OTHER DESCRIPTION | PURCHASE AMOUNT | Last Price Update Date | SRP (End-User) |  | DEALER's PRICE |  | CONTRACTOR's PRICE |  | REMARKS
[7 empty] | Small Volume (50% Mark-Up) | Big Volume (30% Mark-Up) | Small Volume (30% Mark-Up) | Big Volume (20% Mark-Up) | Small Volume (15% Mark-Up) | Big Volume (10% Mark-Up) |  | SUPPLIER CODE
Mechanical Certification |  | MECHANICALCERT | MECHANICAL CERTIFICATE EQUIPMENT |  | 5000 |  | 25000 | [5 empty] | PURCHASE AMOUNT IS BASED ON THE QUANTITY OF EQUIPMENTS NEEDED TO BE CERTIFIED |  | encoded
|  | MISC-BARRIER | ACRYLIC BARRIER |  | 1400 |  | 2100 | 1820 | 1820 | 1680 | 1610 | 1540 |  |  | encoded
|  | MISC-THERMOMETER | THERMOMETER INFRARED FOREHEAD TYPE |  | 1200 |  | 1800 | 1560 | 1560 | 1440 | 1380 | 1320 |  |  | encoded
[7 empty] | 0 | 0 | 0 | 0 | 0 | 0
[7 empty] | 0 | 0 | 0 | 0 | 0 | 0
[7 empty] | 0 | 0 | 0 | 0 | 0 | 0
[7 empty] | 0 | 0 | 0 | 0 | 0 | 0
[7 empty] | 0 | 0 | 0 | 0 | 0 | 0
[7 empty] | 0 | 0 | 0 | 0 | 0 | 0
[7 empty] | 0 | 0 | 0 | 0 | 0 | 0
[7 empty] | 0 | 0 | 0 | 0 | 0 | 0
[7 empty] | 0 | 0 | 0 | 0 | 0 | 0
[7 empty] | 0 | 0 | 0 | 0 | 0 | 0
[7 empty] | 0 | 0 | 0 | 0 | 0 | 0
[7 empty] | 0 | 0 | 0 | 0 | 0 | 0
[7 empty] | 0 | 0 | 0 | 0 | 0 | 0
[7 empty] | 0 | 0 | 0 | 0 | 0 | 0
[7 empty] | 0 | 0 | 0 | 0 | 0 | 0
[7 empty] | 0 | 0 | 0 | 0 | 0 | 0
[7 empty] | 0 | 0 | 0 | 0 | 0 | 0
[7 empty] | 0 | 0 | 0 | 0 | 0 | 0
[7 empty] | 0 | 0 | 0 | 0 | 0 | 0
[7 empty] | 0 | 0 | 0 | 0 | 0 | 0
[7 empty] | 0 | 0 | 0 | 0 | 0 | 0
[7 empty] | 0 | 0 | 0 | 0 | 0 | 0
[7 empty] | 0 | 0 | 0 | 0 | 0 | 0
[7 empty] | 0 | 0 | 0 | 0 | 0 | 0
[7 empty] | 0 | 0 | 0 | 0 | 0 | 0
[7 empty] | 0 | 0 | 0 | 0 | 0 | 0
[7 empty] | 0 | 0 | 0 | 0 | 0 | 0
[7 empty] | 0 | 0 | 0 | 0 | 0 | 0
[7 empty] | 0 | 0 | 0 | 0 | 0 | 0
[7 empty] | 0 | 0 | 0 | 0 | 0 | 0
[7 empty] | 0 | 0 | 0 | 0 | 0 | 0
[7 empty] | 0 | 0 | 0 | 0 | 0 | 0
[7 empty] | 0 | 0 | 0 | 0 | 0 | 0
[7 empty] | 0 | 0 | 0 | 0 | 0 | 0
[7 empty] | 0 | 0 | 0 | 0 | 0 | 0
[7 empty] | 0 | 0 | 0 | 0 | 0 | 0
[7 empty] | 0 | 0 | 0 | 0 | 0 | 0
[7 empty] | 0 | 0 | 0 | 0 | 0 | 0
[7 empty] | 0 | 0 | 0 | 0 | 0 | 0
[7 empty] | 0 | 0 | 0 | 0 | 0 | 0
[7 empty] | 0 | 0 | 0 | 0 | 0 | 0
[7 empty] | 0 | 0 | 0 | 0 | 0 | 0
[7 empty] | 0 | 0 | 0 | 0 | 0 | 0
[7 empty] | 0 | 0 | 0 | 0 | 0 | 0
[7 empty] | 0 | 0 | 0 | 0 | 0 | 0
[7 empty] | 0 | 0 | 0 | 0 | 0 | 0
[7 empty] | 0 | 0 | 0 | 0 | 0 | 0
[7 empty] | 0 | 0 | 0 | 0 | 0 | 0
[7 empty] | 0 | 0 | 0 | 0 | 0 | 0
[7 empty] | 0 | 0 | 0 | 0 | 0 | 0
[7 empty] | 0 | 0 | 0 | 0 | 0 | 0
[7 empty] | 0 | 0 | 0 | 0 | 0 | 0
[7 empty] | 0 | 0 | 0 | 0 | 0 | 0
[7 empty] | 0 | 0 | 0 | 0 | 0 | 0
[7 empty] | 0 | 0 | 0 | 0 | 0 | 0
[7 empty] | 0 | 0 | 0 | 0 | 0 | 0
[7 empty] | 0 | 0 | 0 | 0 | 0 | 0
[7 empty] | 0 | 0 | 0 | 0 | 0 | 0
[7 empty] | 0 | 0 | 0 | 0 | 0 | 0
[7 empty] | 0 | 0 | 0 | 0 | 0 | 0
[7 empty] | 0 | 0 | 0 | 0 | 0 | 0
[7 empty] | 0 | 0 | 0 | 0 | 0 | 0
[7 empty] | 0 | 0 | 0 | 0 | 0 | 0
[7 empty] | 0 | 0 | 0 | 0 | 0 | 0
[7 empty] | 0 | 0 | 0 | 0 | 0 | 0
[7 empty] | 0 | 0 | 0 | 0 | 0 | 0
[7 empty] | 0 | 0 | 0 | 0 | 0 | 0
[7 empty] | 0 | 0 | 0 | 0 | 0 | 0
[7 empty] | 0 | 0 | 0 | 0 | 0 | 0
[7 empty] | 0 | 0 | 0 | 0 | 0 | 0
[7 empty] | 0 | 0 | 0 | 0 | 0 | 0
[7 empty] | 0 | 0 | 0 | 0 | 0 | 0
[7 empty] | 0 | 0 | 0 | 0 | 0 | 0
[7 empty] | 0 | 0 | 0 | 0 | 0 | 0
[7 empty] | 0 | 0 | 0 | 0 | 0 | 0
[7 empty] | 0 | 0 | 0 | 0 | 0 | 0
[7 empty] | 0 | 0 | 0 | 0 | 0 | 0
[7 empty] | 0 | 0 | 0 | 0 | 0 | 0
[7 empty] | 0 | 0 | 0 | 0 | 0 | 0
[7 empty] | 0 | 0 | 0 | 0 | 0 | 0
[7 empty] | 0 | 0 | 0 | 0 | 0 | 0
[7 empty] | 0 | 0 | 0 | 0 | 0 | 0
[7 empty] | 0 | 0 | 0 | 0 | 0 | 0
[7 empty] | 0 | 0 | 0 | 0 | 0 | 0
[7 empty] | 0 | 0 | 0 | 0 | 0 | 0
[7 empty] | 0 | 0 | 0 | 0 | 0 | 0
[7 empty] | 0 | 0 | 0 | 0 | 0 | 0
[7 empty] | 0 | 0 | 0 | 0 | 0 | 0
[7 empty] | 0 | 0 | 0 | 0 | 0 | 0
[7 empty] | 0 | 0 | 0 | 0 | 0 | 0
[7 empty] | 0 | 0 | 0 | 0 | 0 | 0
[7 empty] | 0 | 0 | 0 | 0 | 0 | 0
[7 empty] | 0 | 0 | 0 | 0 | 0 | 0
[7 empty] | 0 | 0 | 0 | 0 | 0 | 0
[7 empty] | 0 | 0 | 0 | 0 | 0 | 0
[7 empty] | 0 | 0 | 0 | 0 | 0 | 0
[7 empty] | 0 | 0 | 0 | 0 | 0 | 0
[7 empty] | 0 | 0 | 0 | 0 | 0 | 0
[7 empty] | 0 | 0 | 0 | 0 | 0 | 0
[7 empty] | 0 | 0 | 0 | 0 | 0 | 0
[7 empty] | 0 | 0 | 0 | 0 | 0 | 0
[7 empty] | 0 | 0 | 0 | 0 | 0 | 0
[7 empty] | 0 | 0 | 0 | 0 | 0 | 0
[7 empty] | 0 | 0 | 0 | 0 | 0 | 0
[7 empty] | 0 | 0 | 0 | 0 | 0 | 0
[7 empty] | 0 | 0 | 0 | 0 | 0 | 0
[7 empty] | 0 | 0 | 0 | 0 | 0 | 0
[7 empty] | 0 | 0 | 0 | 0 | 0 | 0
[7 empty] | 0 | 0 | 0 | 0 | 0 | 0
[7 empty] | 0 | 0 | 0 | 0 | 0 | 0
[7 empty] | 0 | 0 | 0 | 0 | 0 | 0
[7 empty] | 0 | 0 | 0 | 0 | 0 | 0
[7 empty] | 0 | 0 | 0 | 0 | 0 | 0
[7 empty] | 0 | 0 | 0 | 0 | 0 | 0
[7 empty] | 0 | 0 | 0 | 0 | 0 | 0
[7 empty] | 0 | 0 | 0 | 0 | 0 | 0
[7 empty] | 0 | 0 | 0 | 0 | 0 | 0
[7 empty] | 0 | 0 | 0 | 0 | 0 | 0
[7 empty] | 0 | 0 | 0 | 0 | 0 | 0
[7 empty] | 0 | 0 | 0 | 0 | 0 | 0
[7 empty] | 0 | 0 | 0 | 0 | 0 | 0
[7 empty] | 0 | 0 | 0 | 0 | 0 | 0
[7 empty] | 0 | 0 | 0 | 0 | 0 | 0
[7 empty] | 0 | 0 | 0 | 0 | 0 | 0
[7 empty] | 0 | 0 | 0 | 0 | 0 | 0
[7 empty] | 0 | 0 | 0 | 0 | 0 | 0
[7 empty] | 0 | 0 | 0 | 0 | 0 | 0
[7 empty] | 0 | 0 | 0 | 0 | 0 | 0
[7 empty] | 0 | 0 | 0 | 0 | 0 | 0
[7 empty] | 0 | 0 | 0 | 0 | 0 | 0
[7 empty] | 0 | 0 | 0 | 0 | 0 | 0
[7 empty] | 0 | 0 | 0 | 0 | 0 | 0
[7 empty] | 0 | 0 | 0 | 0 | 0 | 0
[7 empty] | 0 | 0 | 0 | 0 | 0 | 0
[7 empty] | 0 | 0 | 0 | 0 | 0 | 0
[7 empty] | 0 | 0 | 0 | 0 | 0 | 0
[7 empty] | 0 | 0 | 0 | 0 | 0 | 0
[7 empty] | 0 | 0 | 0 | 0 | 0 | 0
[7 empty] | 0 | 0 | 0 | 0 | 0 | 0
[7 empty] | 0 | 0 | 0 | 0 | 0 | 0
[7 empty] | 0 | 0 | 0 | 0 | 0 | 0
[7 empty] | 0 | 0 | 0 | 0 | 0 | 0
[7 empty] | 0 | 0 | 0 | 0 | 0 | 0
[7 empty] | 0 | 0 | 0 | 0 | 0 | 0
[7 empty] | 0 | 0 | 0 | 0 | 0 | 0
[7 empty] | 0 | 0 | 0 | 0 | 0 | 0
[7 empty] | 0 | 0 | 0 | 0 | 0 | 0
[7 empty] | 0 | 0 | 0 | 0 | 0 | 0
[7 empty] | 0 | 0 | 0 | 0 | 0 | 0
[7 empty] | 0 | 0 | 0 | 0 | 0 | 0
[7 empty] | 0 | 0 | 0 | 0 | 0 | 0
[7 empty] | 0 | 0 | 0 | 0 | 0 | 0
[7 empty] | 0 | 0 | 0 | 0 | 0 | 0
[7 empty] | 0 | 0 | 0 | 0 | 0 | 0
[7 empty] | 0 | 0 | 0 | 0 | 0 | 0
[7 empty] | 0 | 0 | 0 | 0 | 0 | 0
[7 empty] | 0 | 0 | 0 | 0 | 0 | 0
[7 empty] | 0 | 0 | 0 | 0 | 0 | 0
[7 empty] | 0 | 0 | 0 | 0 | 0 | 0
[7 empty] | 0 | 0 | 0 | 0 | 0 | 0
[7 empty] | 0 | 0 | 0 | 0 | 0 | 0
[7 empty] | 0 | 0 | 0 | 0 | 0 | 0
[7 empty] | 0 | 0 | 0 | 0 | 0 | 0
[7 empty] | 0 | 0 | 0 | 0 | 0 | 0
[7 empty] | 0 | 0 | 0 | 0 | 0 | 0
[7 empty] | 0 | 0 | 0 | 0 | 0 | 0
[7 empty] | 0 | 0 | 0 | 0 | 0 | 0
[7 empty] | 0 | 0 | 0 | 0 | 0 | 0
[7 empty] | 0 | 0 | 0 | 0 | 0 | 0
[7 empty] | 0 | 0 | 0 | 0 | 0 | 0
[7 empty] | 0 | 0 | 0 | 0 | 0 | 0
[7 empty] | 0 | 0 | 0 | 0 | 0 | 0
[7 empty] | 0 | 0 | 0 | 0 | 0 | 0
[7 empty] | 0 | 0 | 0 | 0 | 0 | 0
[7 empty] | 0 | 0 | 0 | 0 | 0 | 0
[7 empty] | 0 | 0 | 0 | 0 | 0 | 0
[7 empty] | 0 | 0 | 0 | 0 | 0 | 0
[7 empty] | 0 | 0 | 0 | 0 | 0 | 0
[7 empty] | 0 | 0 | 0 | 0 | 0 | 0
[7 empty] | 0 | 0 | 0 | 0 | 0 | 0
[7 empty] | 0 | 0 | 0 | 0 | 0 | 0
[7 empty] | 0 | 0 | 0 | 0 | 0 | 0
[7 empty] | 0 | 0 | 0 | 0 | 0 | 0
[7 empty] | 0 | 0 | 0 | 0 | 0 | 0
[7 empty] | 0 | 0 | 0 | 0 | 0 | 0
[7 empty] | 0 | 0 | 0 | 0 | 0 | 0
[7 empty] | 0 | 0 | 0 | 0 | 0 | 0
[7 empty] | 0 | 0 | 0 | 0 | 0 | 0
[7 empty] | 0 | 0 | 0 | 0 | 0 | 0
[7 empty] | 0 | 0 | 0 | 0 | 0 | 0
[7 empty] | 0 | 0 | 0 | 0 | 0 | 0
[7 empty] | 0 | 0 | 0 | 0 | 0 | 0
[7 empty] | 0 | 0 | 0 | 0 | 0 | 0
[7 empty] | 0 | 0 | 0 | 0 | 0 | 0
[7 empty] | 0 | 0 | 0 | 0 | 0 | 0
[7 empty] | 0 | 0 | 0 | 0 | 0 | 0
[7 empty] | 0 | 0 | 0 | 0 | 0 | 0
[7 empty] | 0 | 0 | 0 | 0 | 0 | 0
[7 empty] | 0 | 0 | 0 | 0 | 0 | 0
[7 empty] | 0 | 0 | 0 | 0 | 0 | 0
[7 empty] | 0 | 0 | 0 | 0 | 0 | 0
[7 empty] | 0 | 0 | 0 | 0 | 0 | 0
[7 empty] | 0 | 0 | 0 | 0 | 0 | 0
[7 empty] | 0 | 0 | 0 | 0 | 0 | 0
[7 empty] | 0 | 0 | 0 | 0 | 0 | 0
[7 empty] | 0 | 0 | 0 | 0 | 0 | 0
[7 empty] | 0 | 0 | 0 | 0 | 0 | 0
[7 empty] | 0 | 0 | 0 | 0 | 0 | 0
[7 empty] | 0 | 0 | 0 | 0 | 0 | 0
[7 empty] | 0 | 0 | 0 | 0 | 0 | 0
[7 empty] | 0 | 0 | 0 | 0 | 0 | 0
[7 empty] | 0 | 0 | 0 | 0 | 0 | 0
[7 empty] | 0 | 0 | 0 | 0 | 0 | 0
[7 empty] | 0 | 0 | 0 | 0 | 0 | 0
[7 empty] | 0 | 0 | 0 | 0 | 0 | 0
[7 empty] | 0 | 0 | 0 | 0 | 0 | 0
[7 empty] | 0 | 0 | 0 | 0 | 0 | 0
[7 empty] | 0 | 0 | 0 | 0 | 0 | 0
[7 empty] | 0 | 0 | 0 | 0 | 0 | 0
[7 empty] | 0 | 0 | 0 | 0 | 0 | 0
[7 empty] | 0 | 0 | 0 | 0 | 0 | 0
[7 empty] | 0 | 0 | 0 | 0 | 0 | 0
[7 empty] | 0 | 0 | 0 | 0 | 0 | 0
[7 empty] | 0 | 0 | 0 | 0 | 0 | 0
[7 empty] | 0 | 0 | 0 | 0 | 0 | 0
[7 empty] | 0 | 0 | 0 | 0 | 0 | 0
[7 empty] | 0 | 0 | 0 | 0 | 0 | 0
[7 empty] | 0 | 0 | 0 | 0 | 0 | 0
[7 empty] | 0 | 0 | 0 | 0 | 0 | 0
[7 empty] | 0 | 0 | 0 | 0 | 0 | 0
[7 empty] | 0 | 0 | 0 | 0 | 0 | 0
[7 empty] | 0 | 0 | 0 | 0 | 0 | 0
[7 empty] | 0 | 0 | 0 | 0 | 0 | 0
[7 empty] | 0 | 0 | 0 | 0 | 0 | 0
[7 empty] | 0 | 0 | 0 | 0 | 0 | 0
[7 empty] | 0 | 0 | 0 | 0 | 0 | 0
[7 empty] | 0 | 0 | 0 | 0 | 0 | 0
[7 empty] | 0 | 0 | 0 | 0 | 0 | 0
[7 empty] | 0 | 0 | 0 | 0 | 0 | 0
[7 empty] | 0 | 0 | 0 | 0 | 0 | 0
[7 empty] | 0 | 0 | 0 | 0 | 0 | 0
[7 empty] | 0 | 0 | 0 | 0 | 0 | 0
[7 empty] | 0 | 0 | 0 | 0 | 0 | 0
[7 empty] | 0 | 0 | 0 | 0 | 0 | 0
[7 empty] | 0 | 0 | 0 | 0 | 0 | 0
[7 empty] | 0 | 0 | 0 | 0 | 0 | 0
[7 empty] | 0 | 0 | 0 | 0 | 0 | 0
[7 empty] | 0 | 0 | 0 | 0 | 0 | 0
[7 empty] | 0 | 0 | 0 | 0 | 0 | 0
[7 empty] | 0 | 0 | 0 | 0 | 0 | 0
[7 empty] | 0 | 0 | 0 | 0 | 0 | 0
[7 empty] | 0 | 0 | 0 | 0 | 0 | 0
[7 empty] | 0 | 0 | 0 | 0 | 0 | 0
[7 empty] | 0 | 0 | 0 | 0 | 0 | 0
[7 empty] | 0 | 0 | 0 | 0 | 0 | 0
[7 empty] | 0 | 0 | 0 | 0 | 0 | 0
[7 empty] | 0 | 0 | 0 | 0 | 0 | 0
[7 empty] | 0 | 0 | 0 | 0 | 0 | 0
[7 empty] | 0 | 0 | 0 | 0 | 0 | 0
[7 empty] | 0 | 0 | 0 | 0 | 0 | 0
[7 empty] | 0 | 0 | 0 | 0 | 0 | 0
[7 empty] | 0 | 0 | 0 | 0 | 0 | 0
[7 empty] | 0 | 0 | 0 | 0 | 0 | 0
[7 empty] | 0 | 0 | 0 | 0 | 0 | 0
[7 empty] | 0 | 0 | 0 | 0 | 0 | 0
[7 empty] | 0 | 0 | 0 | 0 | 0 | 0
[7 empty] | 0 | 0 | 0 | 0 | 0 | 0
[7 empty] | 0 | 0 | 0 | 0 | 0 | 0
[7 empty] | 0 | 0 | 0 | 0 | 0 | 0
[7 empty] | 0 | 0 | 0 | 0 | 0 | 0
[7 empty] | 0 | 0 | 0 | 0 | 0 | 0
[7 empty] | 0 | 0 | 0 | 0 | 0 | 0
[7 empty] | 0 | 0 | 0 | 0 | 0 | 0
[7 empty] | 0 | 0 | 0 | 0 | 0 | 0
[7 empty] | 0 | 0 | 0 | 0 | 0 | 0
[7 empty] | 0 | 0 | 0 | 0 | 0 | 0
[7 empty] | 0 | 0 | 0 | 0 | 0 | 0
[7 empty] | 0 | 0 | 0 | 0 | 0 | 0
[7 empty] | 0 | 0 | 0 | 0 | 0 | 0
[7 empty] | 0 | 0 | 0 | 0 | 0 | 0
[7 empty] | 0 | 0 | 0 | 0 | 0 | 0
[7 empty] | 0 | 0 | 0 | 0 | 0 | 0
[7 empty] | 0 | 0 | 0 | 0 | 0 | 0
[7 empty] | 0 | 0 | 0 | 0 | 0 | 0
[7 empty] | 0 | 0 | 0 | 0 | 0 | 0
[7 empty] | 0 | 0 | 0 | 0 | 0 | 0
[7 empty] | 0 | 0 | 0 | 0 | 0 | 0
[7 empty] | 0 | 0 | 0 | 0 | 0 | 0
[7 empty] | 0 | 0 | 0 | 0 | 0 | 0
[7 empty] | 0 | 0 | 0 | 0 | 0 | 0
[7 empty] | 0 | 0 | 0 | 0 | 0 | 0
[7 empty] | 0 | 0 | 0 | 0 | 0 | 0
[7 empty] | 0 | 0 | 0 | 0 | 0 | 0
[7 empty] | 0 | 0 | 0 | 0 | 0 | 0
[7 empty] | 0 | 0 | 0 | 0 | 0 | 0
[7 empty] | 0 | 0 | 0 | 0 | 0 | 0
[7 empty] | 0 | 0 | 0 | 0 | 0 | 0
[7 empty] | 0 | 0 | 0 | 0 | 0 | 0
[7 empty] | 0 | 0 | 0 | 0 | 0 | 0
[7 empty] | 0 | 0 | 0 | 0 | 0 | 0
[7 empty] | 0 | 0 | 0 | 0 | 0 | 0
[7 empty] | 0 | 0 | 0 | 0 | 0 | 0
[7 empty] | 0 | 0 | 0 | 0 | 0 | 0
[7 empty] | 0 | 0 | 0 | 0 | 0 | 0
[7 empty] | 0 | 0 | 0 | 0 | 0 | 0
[7 empty] | 0 | 0 | 0 | 0 | 0 | 0
[7 empty] | 0 | 0 | 0 | 0 | 0 | 0
[7 empty] | 0 | 0 | 0 | 0 | 0 | 0
[7 empty] | 0 | 0 | 0 | 0 | 0 | 0
[7 empty] | 0 | 0 | 0 | 0 | 0 | 0
[7 empty] | 0 | 0 | 0 | 0 | 0 | 0
[7 empty] | 0 | 0 | 0 | 0 | 0 | 0
[7 empty] | 0 | 0 | 0 | 0 | 0 | 0
[7 empty] | 0 | 0 | 0 | 0 | 0 | 0
[7 empty] | 0 | 0 | 0 | 0 | 0 | 0
[7 empty] | 0 | 0 | 0 | 0 | 0 | 0
[7 empty] | 0 | 0 | 0 | 0 | 0 | 0
[7 empty] | 0 | 0 | 0 | 0 | 0 | 0
[7 empty] | 0 | 0 | 0 | 0 | 0 | 0
[7 empty] | 0 | 0 | 0 | 0 | 0 | 0
[7 empty] | 0 | 0 | 0 | 0 | 0 | 0
[7 empty] | 0 | 0 | 0 | 0 | 0 | 0
[7 empty] | 0 | 0 | 0 | 0 | 0 | 0
[7 empty] | 0 | 0 | 0 | 0 | 0 | 0
[7 empty] | 0 | 0 | 0 | 0 | 0 | 0
[7 empty] | 0 | 0 | 0 | 0 | 0 | 0
[7 empty] | 0 | 0 | 0 | 0 | 0 | 0
[7 empty] | 0 | 0 | 0 | 0 | 0 | 0
[7 empty] | 0 | 0 | 0 | 0 | 0 | 0
[7 empty] | 0 | 0 | 0 | 0 | 0 | 0
[7 empty] | 0 | 0 | 0 | 0 | 0 | 0

## FACEMASK
CATEGORY | BRAND | MODEL | ITEM DESCRIPTION | OTHER DESCRIPTION | PURCHASE AMOUNT | Last Price Update Date | SRP (End-User) |  | DEALER's PRICE |  | CONTRACTOR's PRICE |  | REMARKS
[7 empty] | Small Volume (50% Mark-Up) | Big Volume (30% Mark-Up) | Small Volume (30% Mark-Up) | Big Volume (20% Mark-Up) | Small Volume (15% Mark-Up) | Big Volume (10% Mark-Up) |  | SUPPLIER CODE
|  | MISC-MASK-001 | SURGICAL FACE MASK (50pcs/pack) |  |  |  | 0 | 0 | 0 | 0 | 0 | 0
|  | MISC-MASK-002 | MEDICLEAN BRAND SURGICAL FACE MASK 3-PLY MASK |  |  |  | 0 | 0 | 0 | 0 | 0 | 0
[7 empty] | 0 | 0 | 0 | 0 | 0 | 0
[7 empty] | 0 | 0 | 0 | 0 | 0 | 0
[7 empty] | 0 | 0 | 0 | 0 | 0 | 0
[7 empty] | 0 | 0 | 0 | 0 | 0 | 0
[7 empty] | 0 | 0 | 0 | 0 | 0 | 0
[7 empty] | 0 | 0 | 0 | 0 | 0 | 0
[7 empty] | 0 | 0 | 0 | 0 | 0 | 0
[7 empty] | 0 | 0 | 0 | 0 | 0 | 0
[7 empty] | 0 | 0 | 0 | 0 | 0 | 0
[7 empty] | 0 | 0 | 0 | 0 | 0 | 0
[7 empty] | 0 | 0 | 0 | 0 | 0 | 0
[7 empty] | 0 | 0 | 0 | 0 | 0 | 0
[7 empty] | 0 | 0 | 0 | 0 | 0 | 0
[7 empty] | 0 | 0 | 0 | 0 | 0 | 0
[7 empty] | 0 | 0 | 0 | 0 | 0 | 0
[7 empty] | 0 | 0 | 0 | 0 | 0 | 0
[7 empty] | 0 | 0 | 0 | 0 | 0 | 0
[7 empty] | 0 | 0 | 0 | 0 | 0 | 0
[7 empty] | 0 | 0 | 0 | 0 | 0 | 0
[7 empty] | 0 | 0 | 0 | 0 | 0 | 0
[7 empty] | 0 | 0 | 0 | 0 | 0 | 0
[7 empty] | 0 | 0 | 0 | 0 | 0 | 0
[7 empty] | 0 | 0 | 0 | 0 | 0 | 0
[7 empty] | 0 | 0 | 0 | 0 | 0 | 0
[7 empty] | 0 | 0 | 0 | 0 | 0 | 0
[7 empty] | 0 | 0 | 0 | 0 | 0 | 0
[7 empty] | 0 | 0 | 0 | 0 | 0 | 0
[7 empty] | 0 | 0 | 0 | 0 | 0 | 0
[7 empty] | 0 | 0 | 0 | 0 | 0 | 0
[7 empty] | 0 | 0 | 0 | 0 | 0 | 0
[7 empty] | 0 | 0 | 0 | 0 | 0 | 0
[7 empty] | 0 | 0 | 0 | 0 | 0 | 0
[7 empty] | 0 | 0 | 0 | 0 | 0 | 0
[7 empty] | 0 | 0 | 0 | 0 | 0 | 0
[7 empty] | 0 | 0 | 0 | 0 | 0 | 0
[7 empty] | 0 | 0 | 0 | 0 | 0 | 0
[7 empty] | 0 | 0 | 0 | 0 | 0 | 0
[7 empty] | 0 | 0 | 0 | 0 | 0 | 0
[7 empty] | 0 | 0 | 0 | 0 | 0 | 0
[7 empty] | 0 | 0 | 0 | 0 | 0 | 0
[7 empty] | 0 | 0 | 0 | 0 | 0 | 0
[7 empty] | 0 | 0 | 0 | 0 | 0 | 0
[7 empty] | 0 | 0 | 0 | 0 | 0 | 0
[7 empty] | 0 | 0 | 0 | 0 | 0 | 0
[7 empty] | 0 | 0 | 0 | 0 | 0 | 0
[7 empty] | 0 | 0 | 0 | 0 | 0 | 0
[7 empty] | 0 | 0 | 0 | 0 | 0 | 0
[7 empty] | 0 | 0 | 0 | 0 | 0 | 0
[7 empty] | 0 | 0 | 0 | 0 | 0 | 0
[7 empty] | 0 | 0 | 0 | 0 | 0 | 0
[7 empty] | 0 | 0 | 0 | 0 | 0 | 0
[7 empty] | 0 | 0 | 0 | 0 | 0 | 0
[7 empty] | 0 | 0 | 0 | 0 | 0 | 0
[7 empty] | 0 | 0 | 0 | 0 | 0 | 0
[7 empty] | 0 | 0 | 0 | 0 | 0 | 0
[7 empty] | 0 | 0 | 0 | 0 | 0 | 0
[7 empty] | 0 | 0 | 0 | 0 | 0 | 0
[7 empty] | 0 | 0 | 0 | 0 | 0 | 0
[7 empty] | 0 | 0 | 0 | 0 | 0 | 0
[7 empty] | 0 | 0 | 0 | 0 | 0 | 0
[7 empty] | 0 | 0 | 0 | 0 | 0 | 0
[7 empty] | 0 | 0 | 0 | 0 | 0 | 0
[7 empty] | 0 | 0 | 0 | 0 | 0 | 0
[7 empty] | 0 | 0 | 0 | 0 | 0 | 0
[7 empty] | 0 | 0 | 0 | 0 | 0 | 0
[7 empty] | 0 | 0 | 0 | 0 | 0 | 0
[7 empty] | 0 | 0 | 0 | 0 | 0 | 0
[7 empty] | 0 | 0 | 0 | 0 | 0 | 0
[7 empty] | 0 | 0 | 0 | 0 | 0 | 0
[7 empty] | 0 | 0 | 0 | 0 | 0 | 0
[7 empty] | 0 | 0 | 0 | 0 | 0 | 0
[7 empty] | 0 | 0 | 0 | 0 | 0 | 0
[7 empty] | 0 | 0 | 0 | 0 | 0 | 0
[7 empty] | 0 | 0 | 0 | 0 | 0 | 0
[7 empty] | 0 | 0 | 0 | 0 | 0 | 0
[7 empty] | 0 | 0 | 0 | 0 | 0 | 0
[7 empty] | 0 | 0 | 0 | 0 | 0 | 0
[7 empty] | 0 | 0 | 0 | 0 | 0 | 0
[7 empty] | 0 | 0 | 0 | 0 | 0 | 0
[7 empty] | 0 | 0 | 0 | 0 | 0 | 0
[7 empty] | 0 | 0 | 0 | 0 | 0 | 0
[7 empty] | 0 | 0 | 0 | 0 | 0 | 0
[7 empty] | 0 | 0 | 0 | 0 | 0 | 0
[7 empty] | 0 | 0 | 0 | 0 | 0 | 0
[7 empty] | 0 | 0 | 0 | 0 | 0 | 0
[7 empty] | 0 | 0 | 0 | 0 | 0 | 0
[7 empty] | 0 | 0 | 0 | 0 | 0 | 0
[7 empty] | 0 | 0 | 0 | 0 | 0 | 0
[7 empty] | 0 | 0 | 0 | 0 | 0 | 0
[7 empty] | 0 | 0 | 0 | 0 | 0 | 0
[7 empty] | 0 | 0 | 0 | 0 | 0 | 0
[7 empty] | 0 | 0 | 0 | 0 | 0 | 0
[7 empty] | 0 | 0 | 0 | 0 | 0 | 0
[7 empty] | 0 | 0 | 0 | 0 | 0 | 0
[7 empty] | 0 | 0 | 0 | 0 | 0 | 0
[7 empty] | 0 | 0 | 0 | 0 | 0 | 0
[7 empty] | 0 | 0 | 0 | 0 | 0 | 0
[7 empty] | 0 | 0 | 0 | 0 | 0 | 0
[7 empty] | 0 | 0 | 0 | 0 | 0 | 0
[7 empty] | 0 | 0 | 0 | 0 | 0 | 0
[7 empty] | 0 | 0 | 0 | 0 | 0 | 0
[7 empty] | 0 | 0 | 0 | 0 | 0 | 0
[7 empty] | 0 | 0 | 0 | 0 | 0 | 0
[7 empty] | 0 | 0 | 0 | 0 | 0 | 0
[7 empty] | 0 | 0 | 0 | 0 | 0 | 0
[7 empty] | 0 | 0 | 0 | 0 | 0 | 0
[7 empty] | 0 | 0 | 0 | 0 | 0 | 0
[7 empty] | 0 | 0 | 0 | 0 | 0 | 0
[7 empty] | 0 | 0 | 0 | 0 | 0 | 0
[7 empty] | 0 | 0 | 0 | 0 | 0 | 0
[7 empty] | 0 | 0 | 0 | 0 | 0 | 0
[7 empty] | 0 | 0 | 0 | 0 | 0 | 0
[7 empty] | 0 | 0 | 0 | 0 | 0 | 0
[7 empty] | 0 | 0 | 0 | 0 | 0 | 0
[7 empty] | 0 | 0 | 0 | 0 | 0 | 0
[7 empty] | 0 | 0 | 0 | 0 | 0 | 0
[7 empty] | 0 | 0 | 0 | 0 | 0 | 0
[7 empty] | 0 | 0 | 0 | 0 | 0 | 0
[7 empty] | 0 | 0 | 0 | 0 | 0 | 0
[7 empty] | 0 | 0 | 0 | 0 | 0 | 0
[7 empty] | 0 | 0 | 0 | 0 | 0 | 0
[7 empty] | 0 | 0 | 0 | 0 | 0 | 0
[7 empty] | 0 | 0 | 0 | 0 | 0 | 0
[7 empty] | 0 | 0 | 0 | 0 | 0 | 0
[7 empty] | 0 | 0 | 0 | 0 | 0 | 0
[7 empty] | 0 | 0 | 0 | 0 | 0 | 0
[7 empty] | 0 | 0 | 0 | 0 | 0 | 0
[7 empty] | 0 | 0 | 0 | 0 | 0 | 0
[7 empty] | 0 | 0 | 0 | 0 | 0 | 0
[7 empty] | 0 | 0 | 0 | 0 | 0 | 0
[7 empty] | 0 | 0 | 0 | 0 | 0 | 0
[7 empty] | 0 | 0 | 0 | 0 | 0 | 0
[7 empty] | 0 | 0 | 0 | 0 | 0 | 0
[7 empty] | 0 | 0 | 0 | 0 | 0 | 0
[7 empty] | 0 | 0 | 0 | 0 | 0 | 0
[7 empty] | 0 | 0 | 0 | 0 | 0 | 0
[7 empty] | 0 | 0 | 0 | 0 | 0 | 0
[7 empty] | 0 | 0 | 0 | 0 | 0 | 0
[7 empty] | 0 | 0 | 0 | 0 | 0 | 0
[7 empty] | 0 | 0 | 0 | 0 | 0 | 0
[7 empty] | 0 | 0 | 0 | 0 | 0 | 0
[7 empty] | 0 | 0 | 0 | 0 | 0 | 0
[7 empty] | 0 | 0 | 0 | 0 | 0 | 0
[7 empty] | 0 | 0 | 0 | 0 | 0 | 0
[7 empty] | 0 | 0 | 0 | 0 | 0 | 0
[7 empty] | 0 | 0 | 0 | 0 | 0 | 0
[7 empty] | 0 | 0 | 0 | 0 | 0 | 0
[7 empty] | 0 | 0 | 0 | 0 | 0 | 0
[7 empty] | 0 | 0 | 0 | 0 | 0 | 0
[7 empty] | 0 | 0 | 0 | 0 | 0 | 0
[7 empty] | 0 | 0 | 0 | 0 | 0 | 0
[7 empty] | 0 | 0 | 0 | 0 | 0 | 0
[7 empty] | 0 | 0 | 0 | 0 | 0 | 0
[7 empty] | 0 | 0 | 0 | 0 | 0 | 0
[7 empty] | 0 | 0 | 0 | 0 | 0 | 0
[7 empty] | 0 | 0 | 0 | 0 | 0 | 0
[7 empty] | 0 | 0 | 0 | 0 | 0 | 0
[7 empty] | 0 | 0 | 0 | 0 | 0 | 0
[7 empty] | 0 | 0 | 0 | 0 | 0 | 0
[7 empty] | 0 | 0 | 0 | 0 | 0 | 0
[7 empty] | 0 | 0 | 0 | 0 | 0 | 0
[7 empty] | 0 | 0 | 0 | 0 | 0 | 0
[7 empty] | 0 | 0 | 0 | 0 | 0 | 0
[7 empty] | 0 | 0 | 0 | 0 | 0 | 0
[7 empty] | 0 | 0 | 0 | 0 | 0 | 0
[7 empty] | 0 | 0 | 0 | 0 | 0 | 0
[7 empty] | 0 | 0 | 0 | 0 | 0 | 0
[7 empty] | 0 | 0 | 0 | 0 | 0 | 0
[7 empty] | 0 | 0 | 0 | 0 | 0 | 0
[7 empty] | 0 | 0 | 0 | 0 | 0 | 0
[7 empty] | 0 | 0 | 0 | 0 | 0 | 0
[7 empty] | 0 | 0 | 0 | 0 | 0 | 0
[7 empty] | 0 | 0 | 0 | 0 | 0 | 0
[7 empty] | 0 | 0 | 0 | 0 | 0 | 0
[7 empty] | 0 | 0 | 0 | 0 | 0 | 0
[7 empty] | 0 | 0 | 0 | 0 | 0 | 0
[7 empty] | 0 | 0 | 0 | 0 | 0 | 0
[7 empty] | 0 | 0 | 0 | 0 | 0 | 0
[7 empty] | 0 | 0 | 0 | 0 | 0 | 0
[7 empty] | 0 | 0 | 0 | 0 | 0 | 0
[7 empty] | 0 | 0 | 0 | 0 | 0 | 0
[7 empty] | 0 | 0 | 0 | 0 | 0 | 0
[7 empty] | 0 | 0 | 0 | 0 | 0 | 0
[7 empty] | 0 | 0 | 0 | 0 | 0 | 0
[7 empty] | 0 | 0 | 0 | 0 | 0 | 0
[7 empty] | 0 | 0 | 0 | 0 | 0 | 0
[7 empty] | 0 | 0 | 0 | 0 | 0 | 0
[7 empty] | 0 | 0 | 0 | 0 | 0 | 0
[7 empty] | 0 | 0 | 0 | 0 | 0 | 0
[7 empty] | 0 | 0 | 0 | 0 | 0 | 0
[7 empty] | 0 | 0 | 0 | 0 | 0 | 0
[7 empty] | 0 | 0 | 0 | 0 | 0 | 0
[7 empty] | 0 | 0 | 0 | 0 | 0 | 0
[7 empty] | 0 | 0 | 0 | 0 | 0 | 0
[7 empty] | 0 | 0 | 0 | 0 | 0 | 0
[7 empty] | 0 | 0 | 0 | 0 | 0 | 0
[7 empty] | 0 | 0 | 0 | 0 | 0 | 0
[7 empty] | 0 | 0 | 0 | 0 | 0 | 0
[7 empty] | 0 | 0 | 0 | 0 | 0 | 0
[7 empty] | 0 | 0 | 0 | 0 | 0 | 0
[7 empty] | 0 | 0 | 0 | 0 | 0 | 0
[7 empty] | 0 | 0 | 0 | 0 | 0 | 0
[7 empty] | 0 | 0 | 0 | 0 | 0 | 0
[7 empty] | 0 | 0 | 0 | 0 | 0 | 0
[7 empty] | 0 | 0 | 0 | 0 | 0 | 0
[7 empty] | 0 | 0 | 0 | 0 | 0 | 0
[7 empty] | 0 | 0 | 0 | 0 | 0 | 0
[7 empty] | 0 | 0 | 0 | 0 | 0 | 0
[7 empty] | 0 | 0 | 0 | 0 | 0 | 0
[7 empty] | 0 | 0 | 0 | 0 | 0 | 0
[7 empty] | 0 | 0 | 0 | 0 | 0 | 0
[7 empty] | 0 | 0 | 0 | 0 | 0 | 0
[7 empty] | 0 | 0 | 0 | 0 | 0 | 0
[7 empty] | 0 | 0 | 0 | 0 | 0 | 0
[7 empty] | 0 | 0 | 0 | 0 | 0 | 0
[7 empty] | 0 | 0 | 0 | 0 | 0 | 0
[7 empty] | 0 | 0 | 0 | 0 | 0 | 0
[7 empty] | 0 | 0 | 0 | 0 | 0 | 0
[7 empty] | 0 | 0 | 0 | 0 | 0 | 0
[7 empty] | 0 | 0 | 0 | 0 | 0 | 0
[7 empty] | 0 | 0 | 0 | 0 | 0 | 0
[7 empty] | 0 | 0 | 0 | 0 | 0 | 0
[7 empty] | 0 | 0 | 0 | 0 | 0 | 0
[7 empty] | 0 | 0 | 0 | 0 | 0 | 0
[7 empty] | 0 | 0 | 0 | 0 | 0 | 0
[7 empty] | 0 | 0 | 0 | 0 | 0 | 0
[7 empty] | 0 | 0 | 0 | 0 | 0 | 0
[7 empty] | 0 | 0 | 0 | 0 | 0 | 0
[7 empty] | 0 | 0 | 0 | 0 | 0 | 0
[7 empty] | 0 | 0 | 0 | 0 | 0 | 0
[7 empty] | 0 | 0 | 0 | 0 | 0 | 0
[7 empty] | 0 | 0 | 0 | 0 | 0 | 0
[7 empty] | 0 | 0 | 0 | 0 | 0 | 0
[7 empty] | 0 | 0 | 0 | 0 | 0 | 0
[7 empty] | 0 | 0 | 0 | 0 | 0 | 0
[7 empty] | 0 | 0 | 0 | 0 | 0 | 0
[7 empty] | 0 | 0 | 0 | 0 | 0 | 0
[7 empty] | 0 | 0 | 0 | 0 | 0 | 0
[7 empty] | 0 | 0 | 0 | 0 | 0 | 0
[7 empty] | 0 | 0 | 0 | 0 | 0 | 0
[7 empty] | 0 | 0 | 0 | 0 | 0 | 0
[7 empty] | 0 | 0 | 0 | 0 | 0 | 0
[7 empty] | 0 | 0 | 0 | 0 | 0 | 0
[7 empty] | 0 | 0 | 0 | 0 | 0 | 0
[7 empty] | 0 | 0 | 0 | 0 | 0 | 0
[7 empty] | 0 | 0 | 0 | 0 | 0 | 0
[7 empty] | 0 | 0 | 0 | 0 | 0 | 0
[7 empty] | 0 | 0 | 0 | 0 | 0 | 0
[7 empty] | 0 | 0 | 0 | 0 | 0 | 0
[7 empty] | 0 | 0 | 0 | 0 | 0 | 0
[7 empty] | 0 | 0 | 0 | 0 | 0 | 0
[7 empty] | 0 | 0 | 0 | 0 | 0 | 0
[7 empty] | 0 | 0 | 0 | 0 | 0 | 0
[7 empty] | 0 | 0 | 0 | 0 | 0 | 0
[7 empty] | 0 | 0 | 0 | 0 | 0 | 0
[7 empty] | 0 | 0 | 0 | 0 | 0 | 0
[7 empty] | 0 | 0 | 0 | 0 | 0 | 0
[7 empty] | 0 | 0 | 0 | 0 | 0 | 0
[7 empty] | 0 | 0 | 0 | 0 | 0 | 0
[7 empty] | 0 | 0 | 0 | 0 | 0 | 0
[7 empty] | 0 | 0 | 0 | 0 | 0 | 0
[7 empty] | 0 | 0 | 0 | 0 | 0 | 0
[7 empty] | 0 | 0 | 0 | 0 | 0 | 0
[7 empty] | 0 | 0 | 0 | 0 | 0 | 0
[7 empty] | 0 | 0 | 0 | 0 | 0 | 0
[7 empty] | 0 | 0 | 0 | 0 | 0 | 0
[7 empty] | 0 | 0 | 0 | 0 | 0 | 0
[7 empty] | 0 | 0 | 0 | 0 | 0 | 0
[7 empty] | 0 | 0 | 0 | 0 | 0 | 0
[7 empty] | 0 | 0 | 0 | 0 | 0 | 0
[7 empty] | 0 | 0 | 0 | 0 | 0 | 0
[7 empty] | 0 | 0 | 0 | 0 | 0 | 0
[7 empty] | 0 | 0 | 0 | 0 | 0 | 0
[7 empty] | 0 | 0 | 0 | 0 | 0 | 0
[7 empty] | 0 | 0 | 0 | 0 | 0 | 0
[7 empty] | 0 | 0 | 0 | 0 | 0 | 0
[7 empty] | 0 | 0 | 0 | 0 | 0 | 0
[7 empty] | 0 | 0 | 0 | 0 | 0 | 0
[7 empty] | 0 | 0 | 0 | 0 | 0 | 0
[7 empty] | 0 | 0 | 0 | 0 | 0 | 0
[7 empty] | 0 | 0 | 0 | 0 | 0 | 0
[7 empty] | 0 | 0 | 0 | 0 | 0 | 0
[7 empty] | 0 | 0 | 0 | 0 | 0 | 0
[7 empty] | 0 | 0 | 0 | 0 | 0 | 0
[7 empty] | 0 | 0 | 0 | 0 | 0 | 0
[7 empty] | 0 | 0 | 0 | 0 | 0 | 0
[7 empty] | 0 | 0 | 0 | 0 | 0 | 0
[7 empty] | 0 | 0 | 0 | 0 | 0 | 0
[7 empty] | 0 | 0 | 0 | 0 | 0 | 0
[7 empty] | 0 | 0 | 0 | 0 | 0 | 0
[7 empty] | 0 | 0 | 0 | 0 | 0 | 0
[7 empty] | 0 | 0 | 0 | 0 | 0 | 0
[7 empty] | 0 | 0 | 0 | 0 | 0 | 0
[7 empty] | 0 | 0 | 0 | 0 | 0 | 0
[7 empty] | 0 | 0 | 0 | 0 | 0 | 0
[7 empty] | 0 | 0 | 0 | 0 | 0 | 0
[7 empty] | 0 | 0 | 0 | 0 | 0 | 0
[7 empty] | 0 | 0 | 0 | 0 | 0 | 0
[7 empty] | 0 | 0 | 0 | 0 | 0 | 0
[7 empty] | 0 | 0 | 0 | 0 | 0 | 0
[7 empty] | 0 | 0 | 0 | 0 | 0 | 0
[7 empty] | 0 | 0 | 0 | 0 | 0 | 0
[7 empty] | 0 | 0 | 0 | 0 | 0 | 0
[7 empty] | 0 | 0 | 0 | 0 | 0 | 0
[7 empty] | 0 | 0 | 0 | 0 | 0 | 0
[7 empty] | 0 | 0 | 0 | 0 | 0 | 0
[7 empty] | 0 | 0 | 0 | 0 | 0 | 0
[7 empty] | 0 | 0 | 0 | 0 | 0 | 0
[7 empty] | 0 | 0 | 0 | 0 | 0 | 0
[7 empty] | 0 | 0 | 0 | 0 | 0 | 0
[7 empty] | 0 | 0 | 0 | 0 | 0 | 0
[7 empty] | 0 | 0 | 0 | 0 | 0 | 0
[7 empty] | 0 | 0 | 0 | 0 | 0 | 0
[7 empty] | 0 | 0 | 0 | 0 | 0 | 0
[7 empty] | 0 | 0 | 0 | 0 | 0 | 0
[7 empty] | 0 | 0 | 0 | 0 | 0 | 0
[7 empty] | 0 | 0 | 0 | 0 | 0 | 0
[7 empty] | 0 | 0 | 0 | 0 | 0 | 0
[7 empty] | 0 | 0 | 0 | 0 | 0 | 0
[7 empty] | 0 | 0 | 0 | 0 | 0 | 0
[7 empty] | 0 | 0 | 0 | 0 | 0 | 0
[7 empty] | 0 | 0 | 0 | 0 | 0 | 0
[7 empty] | 0 | 0 | 0 | 0 | 0 | 0
[7 empty] | 0 | 0 | 0 | 0 | 0 | 0
[7 empty] | 0 | 0 | 0 | 0 | 0 | 0
[7 empty] | 0 | 0 | 0 | 0 | 0 | 0
[7 empty] | 0 | 0 | 0 | 0 | 0 | 0
[7 empty] | 0 | 0 | 0 | 0 | 0 | 0
[7 empty] | 0 | 0 | 0 | 0 | 0 | 0
[7 empty] | 0 | 0 | 0 | 0 | 0 | 0
[7 empty] | 0 | 0 | 0 | 0 | 0 | 0
[7 empty] | 0 | 0 | 0 | 0 | 0 | 0

## CUSTOMIZED ITEMS
CATEGORY | BRAND | MODEL | ITEM DESCRIPTION | OTHER DESCRIPTION | PURCHASE AMOUNT | Last Price Update Date | SRP (End-User) |  | DEALER's PRICE |  | CONTRACTOR's PRICE |  | REMARKS
[7 empty] | Small Volume (50% Mark-Up) | Big Volume (30% Mark-Up) | Small Volume (30% Mark-Up) | Big Volume (20% Mark-Up) | Small Volume (15% Mark-Up) | Big Volume (10% Mark-Up) |  | SUPPLIER CODE
|  | MISC-CUSTOM-001 | CUSTOMIZED FACE MASK | 2-PLY NEOPRENE + PROTEK WASHABLE FACE MASK FILTER POCKET: 2ND PLY PROTEK+ FABRIC MATERIAL SIZE: 5.5INCHES H X 7.5INCHES L PROCESS: FULL COLOR SUBLIMATION | 40 |  | 60 | 52 | 52 | 48 | 46 | 44 | encoded
|  | MISC-CUSTOM-002 | CUSTOMIZED FACE MASK HOLDER | DIMENSION: 9 X 11 X 1.2 CM MATERIAL: HARD PLASTIC, COLOR: WHITE WITH PRINTED TEXT/LOGO (MULTICOLORED 3.5X2") | 35 |  | 52.5 | 45.5 | 45.5 | 42 | 40.25 | 38.5 | encoded
|  | MISC-CUSTOM-003 | CUSTOMIZED ID LANYARD WITH ALCOHOL HOLDER | INCLUSIONS: - ALCOHOL HOLDER (FAUX/VEGAN LEATHER) - SPRAY BOTTLE - POUCH - CUSTOMIZABLE DESIGN - FREEE: 4 LETTERS STAMPING (AHRC) | 150 |  | 225 | 195 | 195 | 180 | 172.5 | 165 | encoded
|  | MISC-CUSTOM-004 | CUSTOMIZED TOTE (KATSA) BAG WITH PRINT | SIZE: 14 X 16 INCHES WITH SUBLIMATION PRINT (SIZE: 10.5 X 7 INCHES) INCLUSIONS: INDIVIDUAL PLASTIC PACKAGING | 140 |  | 210 | 182 | 182 | 168 | 161 | 154 | encoded
|  | MISC-CUSTOM-005 | WATERPROOF VINYL STICKER LABERL FOR NOTEBOOKS (3.5x2 inches) |  | 10 |  | 15 | 13 | 13 | 12 | 11.5 | 11 | encoded
[7 empty] | 0 | 0 | 0 | 0 | 0 | 0
[7 empty] | 0 | 0 | 0 | 0 | 0 | 0
[7 empty] | 0 | 0 | 0 | 0 | 0 | 0
[7 empty] | 0 | 0 | 0 | 0 | 0 | 0
[7 empty] | 0 | 0 | 0 | 0 | 0 | 0
[7 empty] | 0 | 0 | 0 | 0 | 0 | 0
[7 empty] | 0 | 0 | 0 | 0 | 0 | 0
[7 empty] | 0 | 0 | 0 | 0 | 0 | 0
[7 empty] | 0 | 0 | 0 | 0 | 0 | 0
[7 empty] | 0 | 0 | 0 | 0 | 0 | 0
[7 empty] | 0 | 0 | 0 | 0 | 0 | 0
[7 empty] | 0 | 0 | 0 | 0 | 0 | 0
[7 empty] | 0 | 0 | 0 | 0 | 0 | 0
[7 empty] | 0 | 0 | 0 | 0 | 0 | 0
[7 empty] | 0 | 0 | 0 | 0 | 0 | 0
[7 empty] | 0 | 0 | 0 | 0 | 0 | 0
[7 empty] | 0 | 0 | 0 | 0 | 0 | 0
[7 empty] | 0 | 0 | 0 | 0 | 0 | 0
[7 empty] | 0 | 0 | 0 | 0 | 0 | 0
[7 empty] | 0 | 0 | 0 | 0 | 0 | 0
[7 empty] | 0 | 0 | 0 | 0 | 0 | 0
[7 empty] | 0 | 0 | 0 | 0 | 0 | 0
[7 empty] | 0 | 0 | 0 | 0 | 0 | 0
[7 empty] | 0 | 0 | 0 | 0 | 0 | 0
[7 empty] | 0 | 0 | 0 | 0 | 0 | 0
[7 empty] | 0 | 0 | 0 | 0 | 0 | 0
[7 empty] | 0 | 0 | 0 | 0 | 0 | 0
[7 empty] | 0 | 0 | 0 | 0 | 0 | 0
[7 empty] | 0 | 0 | 0 | 0 | 0 | 0
[7 empty] | 0 | 0 | 0 | 0 | 0 | 0
[7 empty] | 0 | 0 | 0 | 0 | 0 | 0
[7 empty] | 0 | 0 | 0 | 0 | 0 | 0
[7 empty] | 0 | 0 | 0 | 0 | 0 | 0
[7 empty] | 0 | 0 | 0 | 0 | 0 | 0
[7 empty] | 0 | 0 | 0 | 0 | 0 | 0
[7 empty] | 0 | 0 | 0 | 0 | 0 | 0
[7 empty] | 0 | 0 | 0 | 0 | 0 | 0
[7 empty] | 0 | 0 | 0 | 0 | 0 | 0
[7 empty] | 0 | 0 | 0 | 0 | 0 | 0
[7 empty] | 0 | 0 | 0 | 0 | 0 | 0
[7 empty] | 0 | 0 | 0 | 0 | 0 | 0
[7 empty] | 0 | 0 | 0 | 0 | 0 | 0
[7 empty] | 0 | 0 | 0 | 0 | 0 | 0
[7 empty] | 0 | 0 | 0 | 0 | 0 | 0
[7 empty] | 0 | 0 | 0 | 0 | 0 | 0
[7 empty] | 0 | 0 | 0 | 0 | 0 | 0
[7 empty] | 0 | 0 | 0 | 0 | 0 | 0
[7 empty] | 0 | 0 | 0 | 0 | 0 | 0
[7 empty] | 0 | 0 | 0 | 0 | 0 | 0
[7 empty] | 0 | 0 | 0 | 0 | 0 | 0
[7 empty] | 0 | 0 | 0 | 0 | 0 | 0
[7 empty] | 0 | 0 | 0 | 0 | 0 | 0
[7 empty] | 0 | 0 | 0 | 0 | 0 | 0
[7 empty] | 0 | 0 | 0 | 0 | 0 | 0
[7 empty] | 0 | 0 | 0 | 0 | 0 | 0
[7 empty] | 0 | 0 | 0 | 0 | 0 | 0
[7 empty] | 0 | 0 | 0 | 0 | 0 | 0
[7 empty] | 0 | 0 | 0 | 0 | 0 | 0
[7 empty] | 0 | 0 | 0 | 0 | 0 | 0
[7 empty] | 0 | 0 | 0 | 0 | 0 | 0
[7 empty] | 0 | 0 | 0 | 0 | 0 | 0
[7 empty] | 0 | 0 | 0 | 0 | 0 | 0
[7 empty] | 0 | 0 | 0 | 0 | 0 | 0
[7 empty] | 0 | 0 | 0 | 0 | 0 | 0
[7 empty] | 0 | 0 | 0 | 0 | 0 | 0
[7 empty] | 0 | 0 | 0 | 0 | 0 | 0
[7 empty] | 0 | 0 | 0 | 0 | 0 | 0
[7 empty] | 0 | 0 | 0 | 0 | 0 | 0
[7 empty] | 0 | 0 | 0 | 0 | 0 | 0
[7 empty] | 0 | 0 | 0 | 0 | 0 | 0
[7 empty] | 0 | 0 | 0 | 0 | 0 | 0
[7 empty] | 0 | 0 | 0 | 0 | 0 | 0
[7 empty] | 0 | 0 | 0 | 0 | 0 | 0
[7 empty] | 0 | 0 | 0 | 0 | 0 | 0
[7 empty] | 0 | 0 | 0 | 0 | 0 | 0
[7 empty] | 0 | 0 | 0 | 0 | 0 | 0
[7 empty] | 0 | 0 | 0 | 0 | 0 | 0
[7 empty] | 0 | 0 | 0 | 0 | 0 | 0
[7 empty] | 0 | 0 | 0 | 0 | 0 | 0
[7 empty] | 0 | 0 | 0 | 0 | 0 | 0
[7 empty] | 0 | 0 | 0 | 0 | 0 | 0
[7 empty] | 0 | 0 | 0 | 0 | 0 | 0
[7 empty] | 0 | 0 | 0 | 0 | 0 | 0
[7 empty] | 0 | 0 | 0 | 0 | 0 | 0
[7 empty] | 0 | 0 | 0 | 0 | 0 | 0
[7 empty] | 0 | 0 | 0 | 0 | 0 | 0
[7 empty] | 0 | 0 | 0 | 0 | 0 | 0
[7 empty] | 0 | 0 | 0 | 0 | 0 | 0
[7 empty] | 0 | 0 | 0 | 0 | 0 | 0
[7 empty] | 0 | 0 | 0 | 0 | 0 | 0
[7 empty] | 0 | 0 | 0 | 0 | 0 | 0
[7 empty] | 0 | 0 | 0 | 0 | 0 | 0
[7 empty] | 0 | 0 | 0 | 0 | 0 | 0
[7 empty] | 0 | 0 | 0 | 0 | 0 | 0
[7 empty] | 0 | 0 | 0 | 0 | 0 | 0
[7 empty] | 0 | 0 | 0 | 0 | 0 | 0
[7 empty] | 0 | 0 | 0 | 0 | 0 | 0
[7 empty] | 0 | 0 | 0 | 0 | 0 | 0
[7 empty] | 0 | 0 | 0 | 0 | 0 | 0
[7 empty] | 0 | 0 | 0 | 0 | 0 | 0
[7 empty] | 0 | 0 | 0 | 0 | 0 | 0
[7 empty] | 0 | 0 | 0 | 0 | 0 | 0
[7 empty] | 0 | 0 | 0 | 0 | 0 | 0
[7 empty] | 0 | 0 | 0 | 0 | 0 | 0
[7 empty] | 0 | 0 | 0 | 0 | 0 | 0
[7 empty] | 0 | 0 | 0 | 0 | 0 | 0
[7 empty] | 0 | 0 | 0 | 0 | 0 | 0
[7 empty] | 0 | 0 | 0 | 0 | 0 | 0
[7 empty] | 0 | 0 | 0 | 0 | 0 | 0
[7 empty] | 0 | 0 | 0 | 0 | 0 | 0
[7 empty] | 0 | 0 | 0 | 0 | 0 | 0
[7 empty] | 0 | 0 | 0 | 0 | 0 | 0
[7 empty] | 0 | 0 | 0 | 0 | 0 | 0
[7 empty] | 0 | 0 | 0 | 0 | 0 | 0
[7 empty] | 0 | 0 | 0 | 0 | 0 | 0
[7 empty] | 0 | 0 | 0 | 0 | 0 | 0
[7 empty] | 0 | 0 | 0 | 0 | 0 | 0
[7 empty] | 0 | 0 | 0 | 0 | 0 | 0
[7 empty] | 0 | 0 | 0 | 0 | 0 | 0
[7 empty] | 0 | 0 | 0 | 0 | 0 | 0
[7 empty] | 0 | 0 | 0 | 0 | 0 | 0
[7 empty] | 0 | 0 | 0 | 0 | 0 | 0
[7 empty] | 0 | 0 | 0 | 0 | 0 | 0
[7 empty] | 0 | 0 | 0 | 0 | 0 | 0
[7 empty] | 0 | 0 | 0 | 0 | 0 | 0
[7 empty] | 0 | 0 | 0 | 0 | 0 | 0
[7 empty] | 0 | 0 | 0 | 0 | 0 | 0
[7 empty] | 0 | 0 | 0 | 0 | 0 | 0
[7 empty] | 0 | 0 | 0 | 0 | 0 | 0
[7 empty] | 0 | 0 | 0 | 0 | 0 | 0
[7 empty] | 0 | 0 | 0 | 0 | 0 | 0
[7 empty] | 0 | 0 | 0 | 0 | 0 | 0
[7 empty] | 0 | 0 | 0 | 0 | 0 | 0
[7 empty] | 0 | 0 | 0 | 0 | 0 | 0
[7 empty] | 0 | 0 | 0 | 0 | 0 | 0
[7 empty] | 0 | 0 | 0 | 0 | 0 | 0
[7 empty] | 0 | 0 | 0 | 0 | 0 | 0
[7 empty] | 0 | 0 | 0 | 0 | 0 | 0
[7 empty] | 0 | 0 | 0 | 0 | 0 | 0
[7 empty] | 0 | 0 | 0 | 0 | 0 | 0
[7 empty] | 0 | 0 | 0 | 0 | 0 | 0
[7 empty] | 0 | 0 | 0 | 0 | 0 | 0
[7 empty] | 0 | 0 | 0 | 0 | 0 | 0
[7 empty] | 0 | 0 | 0 | 0 | 0 | 0
[7 empty] | 0 | 0 | 0 | 0 | 0 | 0
[7 empty] | 0 | 0 | 0 | 0 | 0 | 0
[7 empty] | 0 | 0 | 0 | 0 | 0 | 0
[7 empty] | 0 | 0 | 0 | 0 | 0 | 0
[7 empty] | 0 | 0 | 0 | 0 | 0 | 0
[7 empty] | 0 | 0 | 0 | 0 | 0 | 0
[7 empty] | 0 | 0 | 0 | 0 | 0 | 0
[7 empty] | 0 | 0 | 0 | 0 | 0 | 0
[7 empty] | 0 | 0 | 0 | 0 | 0 | 0
[7 empty] | 0 | 0 | 0 | 0 | 0 | 0
[7 empty] | 0 | 0 | 0 | 0 | 0 | 0
[7 empty] | 0 | 0 | 0 | 0 | 0 | 0
[7 empty] | 0 | 0 | 0 | 0 | 0 | 0
[7 empty] | 0 | 0 | 0 | 0 | 0 | 0
[7 empty] | 0 | 0 | 0 | 0 | 0 | 0
[7 empty] | 0 | 0 | 0 | 0 | 0 | 0
[7 empty] | 0 | 0 | 0 | 0 | 0 | 0
[7 empty] | 0 | 0 | 0 | 0 | 0 | 0
[7 empty] | 0 | 0 | 0 | 0 | 0 | 0
[7 empty] | 0 | 0 | 0 | 0 | 0 | 0
[7 empty] | 0 | 0 | 0 | 0 | 0 | 0
[7 empty] | 0 | 0 | 0 | 0 | 0 | 0
[7 empty] | 0 | 0 | 0 | 0 | 0 | 0
[7 empty] | 0 | 0 | 0 | 0 | 0 | 0
[7 empty] | 0 | 0 | 0 | 0 | 0 | 0
[7 empty] | 0 | 0 | 0 | 0 | 0 | 0
[7 empty] | 0 | 0 | 0 | 0 | 0 | 0
[7 empty] | 0 | 0 | 0 | 0 | 0 | 0
[7 empty] | 0 | 0 | 0 | 0 | 0 | 0
[7 empty] | 0 | 0 | 0 | 0 | 0 | 0
[7 empty] | 0 | 0 | 0 | 0 | 0 | 0
[7 empty] | 0 | 0 | 0 | 0 | 0 | 0
[7 empty] | 0 | 0 | 0 | 0 | 0 | 0
[7 empty] | 0 | 0 | 0 | 0 | 0 | 0
[7 empty] | 0 | 0 | 0 | 0 | 0 | 0
[7 empty] | 0 | 0 | 0 | 0 | 0 | 0
[7 empty] | 0 | 0 | 0 | 0 | 0 | 0
[7 empty] | 0 | 0 | 0 | 0 | 0 | 0
[7 empty] | 0 | 0 | 0 | 0 | 0 | 0
[7 empty] | 0 | 0 | 0 | 0 | 0 | 0
[7 empty] | 0 | 0 | 0 | 0 | 0 | 0
[7 empty] | 0 | 0 | 0 | 0 | 0 | 0
[7 empty] | 0 | 0 | 0 | 0 | 0 | 0
[7 empty] | 0 | 0 | 0 | 0 | 0 | 0
[7 empty] | 0 | 0 | 0 | 0 | 0 | 0
[7 empty] | 0 | 0 | 0 | 0 | 0 | 0
[7 empty] | 0 | 0 | 0 | 0 | 0 | 0
[7 empty] | 0 | 0 | 0 | 0 | 0 | 0
[7 empty] | 0 | 0 | 0 | 0 | 0 | 0
[7 empty] | 0 | 0 | 0 | 0 | 0 | 0
[7 empty] | 0 | 0 | 0 | 0 | 0 | 0
[7 empty] | 0 | 0 | 0 | 0 | 0 | 0
[7 empty] | 0 | 0 | 0 | 0 | 0 | 0
[7 empty] | 0 | 0 | 0 | 0 | 0 | 0
[7 empty] | 0 | 0 | 0 | 0 | 0 | 0
[7 empty] | 0 | 0 | 0 | 0 | 0 | 0
[7 empty] | 0 | 0 | 0 | 0 | 0 | 0
[7 empty] | 0 | 0 | 0 | 0 | 0 | 0
[7 empty] | 0 | 0 | 0 | 0 | 0 | 0
[7 empty] | 0 | 0 | 0 | 0 | 0 | 0
[7 empty] | 0 | 0 | 0 | 0 | 0 | 0
[7 empty] | 0 | 0 | 0 | 0 | 0 | 0
[7 empty] | 0 | 0 | 0 | 0 | 0 | 0
[7 empty] | 0 | 0 | 0 | 0 | 0 | 0
[7 empty] | 0 | 0 | 0 | 0 | 0 | 0
[7 empty] | 0 | 0 | 0 | 0 | 0 | 0
[7 empty] | 0 | 0 | 0 | 0 | 0 | 0
[7 empty] | 0 | 0 | 0 | 0 | 0 | 0
[7 empty] | 0 | 0 | 0 | 0 | 0 | 0
[7 empty] | 0 | 0 | 0 | 0 | 0 | 0
[7 empty] | 0 | 0 | 0 | 0 | 0 | 0
[7 empty] | 0 | 0 | 0 | 0 | 0 | 0
[7 empty] | 0 | 0 | 0 | 0 | 0 | 0
[7 empty] | 0 | 0 | 0 | 0 | 0 | 0
[7 empty] | 0 | 0 | 0 | 0 | 0 | 0
[7 empty] | 0 | 0 | 0 | 0 | 0 | 0
[7 empty] | 0 | 0 | 0 | 0 | 0 | 0
[7 empty] | 0 | 0 | 0 | 0 | 0 | 0
[7 empty] | 0 | 0 | 0 | 0 | 0 | 0
[7 empty] | 0 | 0 | 0 | 0 | 0 | 0
[7 empty] | 0 | 0 | 0 | 0 | 0 | 0
[7 empty] | 0 | 0 | 0 | 0 | 0 | 0
[7 empty] | 0 | 0 | 0 | 0 | 0 | 0
[7 empty] | 0 | 0 | 0 | 0 | 0 | 0
[7 empty] | 0 | 0 | 0 | 0 | 0 | 0
[7 empty] | 0 | 0 | 0 | 0 | 0 | 0
[7 empty] | 0 | 0 | 0 | 0 | 0 | 0
[7 empty] | 0 | 0 | 0 | 0 | 0 | 0
[7 empty] | 0 | 0 | 0 | 0 | 0 | 0
[7 empty] | 0 | 0 | 0 | 0 | 0 | 0
[7 empty] | 0 | 0 | 0 | 0 | 0 | 0
[7 empty] | 0 | 0 | 0 | 0 | 0 | 0
[7 empty] | 0 | 0 | 0 | 0 | 0 | 0
[7 empty] | 0 | 0 | 0 | 0 | 0 | 0
[7 empty] | 0 | 0 | 0 | 0 | 0 | 0
[7 empty] | 0 | 0 | 0 | 0 | 0 | 0
[7 empty] | 0 | 0 | 0 | 0 | 0 | 0
[7 empty] | 0 | 0 | 0 | 0 | 0 | 0
[7 empty] | 0 | 0 | 0 | 0 | 0 | 0
[7 empty] | 0 | 0 | 0 | 0 | 0 | 0
[7 empty] | 0 | 0 | 0 | 0 | 0 | 0
[7 empty] | 0 | 0 | 0 | 0 | 0 | 0
[7 empty] | 0 | 0 | 0 | 0 | 0 | 0
[7 empty] | 0 | 0 | 0 | 0 | 0 | 0
[7 empty] | 0 | 0 | 0 | 0 | 0 | 0
[7 empty] | 0 | 0 | 0 | 0 | 0 | 0
[7 empty] | 0 | 0 | 0 | 0 | 0 | 0
[7 empty] | 0 | 0 | 0 | 0 | 0 | 0
[7 empty] | 0 | 0 | 0 | 0 | 0 | 0
[7 empty] | 0 | 0 | 0 | 0 | 0 | 0
[7 empty] | 0 | 0 | 0 | 0 | 0 | 0
[7 empty] | 0 | 0 | 0 | 0 | 0 | 0
[7 empty] | 0 | 0 | 0 | 0 | 0 | 0
[7 empty] | 0 | 0 | 0 | 0 | 0 | 0
[7 empty] | 0 | 0 | 0 | 0 | 0 | 0
[7 empty] | 0 | 0 | 0 | 0 | 0 | 0
[7 empty] | 0 | 0 | 0 | 0 | 0 | 0
[7 empty] | 0 | 0 | 0 | 0 | 0 | 0
[7 empty] | 0 | 0 | 0 | 0 | 0 | 0
[7 empty] | 0 | 0 | 0 | 0 | 0 | 0
[7 empty] | 0 | 0 | 0 | 0 | 0 | 0
[7 empty] | 0 | 0 | 0 | 0 | 0 | 0
[7 empty] | 0 | 0 | 0 | 0 | 0 | 0
[7 empty] | 0 | 0 | 0 | 0 | 0 | 0
[7 empty] | 0 | 0 | 0 | 0 | 0 | 0
[7 empty] | 0 | 0 | 0 | 0 | 0 | 0
[7 empty] | 0 | 0 | 0 | 0 | 0 | 0
[7 empty] | 0 | 0 | 0 | 0 | 0 | 0
[7 empty] | 0 | 0 | 0 | 0 | 0 | 0
[7 empty] | 0 | 0 | 0 | 0 | 0 | 0
[7 empty] | 0 | 0 | 0 | 0 | 0 | 0
[7 empty] | 0 | 0 | 0 | 0 | 0 | 0
[7 empty] | 0 | 0 | 0 | 0 | 0 | 0
[7 empty] | 0 | 0 | 0 | 0 | 0 | 0
[7 empty] | 0 | 0 | 0 | 0 | 0 | 0
[7 empty] | 0 | 0 | 0 | 0 | 0 | 0
[7 empty] | 0 | 0 | 0 | 0 | 0 | 0
[7 empty] | 0 | 0 | 0 | 0 | 0 | 0
[7 empty] | 0 | 0 | 0 | 0 | 0 | 0
[7 empty] | 0 | 0 | 0 | 0 | 0 | 0
[7 empty] | 0 | 0 | 0 | 0 | 0 | 0
[7 empty] | 0 | 0 | 0 | 0 | 0 | 0
[7 empty] | 0 | 0 | 0 | 0 | 0 | 0
[7 empty] | 0 | 0 | 0 | 0 | 0 | 0
[7 empty] | 0 | 0 | 0 | 0 | 0 | 0
[7 empty] | 0 | 0 | 0 | 0 | 0 | 0
[7 empty] | 0 | 0 | 0 | 0 | 0 | 0
[7 empty] | 0 | 0 | 0 | 0 | 0 | 0
[7 empty] | 0 | 0 | 0 | 0 | 0 | 0
[7 empty] | 0 | 0 | 0 | 0 | 0 | 0
[7 empty] | 0 | 0 | 0 | 0 | 0 | 0
[7 empty] | 0 | 0 | 0 | 0 | 0 | 0
[7 empty] | 0 | 0 | 0 | 0 | 0 | 0
[7 empty] | 0 | 0 | 0 | 0 | 0 | 0
[7 empty] | 0 | 0 | 0 | 0 | 0 | 0
[7 empty] | 0 | 0 | 0 | 0 | 0 | 0
[7 empty] | 0 | 0 | 0 | 0 | 0 | 0
[7 empty] | 0 | 0 | 0 | 0 | 0 | 0
[7 empty] | 0 | 0 | 0 | 0 | 0 | 0
[7 empty] | 0 | 0 | 0 | 0 | 0 | 0
[7 empty] | 0 | 0 | 0 | 0 | 0 | 0
[7 empty] | 0 | 0 | 0 | 0 | 0 | 0
[7 empty] | 0 | 0 | 0 | 0 | 0 | 0
[7 empty] | 0 | 0 | 0 | 0 | 0 | 0
[7 empty] | 0 | 0 | 0 | 0 | 0 | 0
[7 empty] | 0 | 0 | 0 | 0 | 0 | 0
[7 empty] | 0 | 0 | 0 | 0 | 0 | 0
[7 empty] | 0 | 0 | 0 | 0 | 0 | 0
[7 empty] | 0 | 0 | 0 | 0 | 0 | 0
[7 empty] | 0 | 0 | 0 | 0 | 0 | 0
[7 empty] | 0 | 0 | 0 | 0 | 0 | 0
[7 empty] | 0 | 0 | 0 | 0 | 0 | 0
[7 empty] | 0 | 0 | 0 | 0 | 0 | 0
[7 empty] | 0 | 0 | 0 | 0 | 0 | 0
[7 empty] | 0 | 0 | 0 | 0 | 0 | 0
[7 empty] | 0 | 0 | 0 | 0 | 0 | 0
[7 empty] | 0 | 0 | 0 | 0 | 0 | 0
[7 empty] | 0 | 0 | 0 | 0 | 0 | 0
[7 empty] | 0 | 0 | 0 | 0 | 0 | 0
[7 empty] | 0 | 0 | 0 | 0 | 0 | 0
[7 empty] | 0 | 0 | 0 | 0 | 0 | 0
[7 empty] | 0 | 0 | 0 | 0 | 0 | 0
[7 empty] | 0 | 0 | 0 | 0 | 0 | 0

## ALCOHOL
CATEGORY | BRAND | MODEL | ITEM DESCRIPTION | OTHER DESCRIPTION | PURCHASE AMOUNT | Last Price Update Date | SRP (End-User) |  | DEALER's PRICE |  | CONTRACTOR's PRICE |  | REMARKS
[7 empty] | Small Volume (50% Mark-Up) | Big Volume (30% Mark-Up) | Small Volume (30% Mark-Up) | Big Volume (20% Mark-Up) | Small Volume (15% Mark-Up) | Big Volume (10% Mark-Up) |  | SUPPLIER CODE
ALCOHOL | ALCO CLEAN | MISC-ALCOHOL-001 | ALCO CLEAN ETHYL ALCOHOL - Charm / Cucumber Melon Scent |  | 135 |  | 202.5 | 175.5 | 175.5 | 162 | 155.25 | 148.5
ALCOHOL | ALCO CLEAN | MISC-ALCOHOL-002 | ALCO CLEAN ETHYL ALCOHOL - Angel's Breath Scent |  | 135 |  | 202.5 | 175.5 | 175.5 | 162 | 155.25 | 148.5
ALCOHOL | ALCO CLEAN | MISC-ALCOHOL-003 | ALCO CLEAN ETHYL ALCOHOL - Green Tea Scent |  | 135 |  | 202.5 | 175.5 | 175.5 | 162 | 155.25 | 148.5
ALCOHOL | ALCO CLEAN | MISC-ALCOHOL-004 | ALCO CLEAN ETHYL ALCOHOL - CK Scent |  | 135 |  | 202.5 | 175.5 | 175.5 | 162 | 155.25 | 148.5
ALCOHOL | ALCO CLEAN | MISC-ALCOHOL-005 | ALCO CLEAN ETHYL ALCOHOL - Nectarine Scent |  | 135 |  | 202.5 | 175.5 | 175.5 | 162 | 155.25 | 148.5
ALCOHOL | ALCO CLEAN | MISC-ALCOHOL-006 | ALCO CLEAN ETHYL ALCOHOL - Magic Spell Scent |  | 135 |  | 202.5 | 175.5 | 175.5 | 162 | 155.25 | 148.5
ALCOHOL | ALCO CLEAN | MISC-ALCOHOL-007 | ALCO CLEAN ETHYL ALCOHOL - Ocean Fresh Scent |  | 135 |  | 202.5 | 175.5 | 175.5 | 162 | 155.25 | 148.5
ALCOHOL | ALCO CLEAN | MISC-ALCOHOL-008 | ALCO CLEAN ISOPROPHYL ALCOHOL - Safeguard Scent |  | 135 |  | 202.5 | 175.5 | 175.5 | 162 | 155.25 | 148.5
ALCOHOL | ALCO CLEAN | MISC-ALCOHOL-009 | ALCO CLEAN ISOPROPHYL ALCOHOL - Blooming Petals Scent |  | 135 |  | 202.5 | 175.5 | 175.5 | 162 | 155.25 | 148.5
ALCOHOL | ALCO CLEAN | MISC-ALCOHOL-010 | ALCO CLEAN ISOPROPHYL ALCOHOL - Polo Sports Scent |  | 135 |  | 202.5 | 175.5 | 175.5 | 162 | 155.25 | 148.5
ALCOHOL | ALCO CLEAN | MISC-ALCOHOL-011 | ALCO CLEAN ISOPROPHYL ALCOHOL - Angel's Love Scent |  | 135 |  | 202.5 | 175.5 | 175.5 | 162 | 155.25 | 148.5
ALCOHOL | ALCO CLEAN | MISC-ALCOHOL-012 | ALCO CLEAN ISOPROPHYL ALCOHOL - Nenuco Scent |  | 135 |  | 202.5 | 175.5 | 175.5 | 162 | 155.25 | 148.5
ALCOHOL | ALCO CLEAN | MISC-ALCOHOL-013 | ALCO CLEAN ISOPROPHYL ALCOHOL - Champagne Scent |  | 135 |  | 202.5 | 175.5 | 175.5 | 162 | 155.25 | 148.5
ALCOHOL | ALCO CLEAN | MISC-ALCOHOL-014 | ALCO CLEAN ISOPROPHYL ALCOHOL - Vanilla Scent |  | 135 |  | 202.5 | 175.5 | 175.5 | 162 | 155.25 | 148.5
ALCOHOL | ALCO CLEAN | MISC-ALCOHOL-015 | ALCO CLEAN ISOPROPHYL ALCOHOL - Angel's Breath Scent |  | 135 |  | 202.5 | 175.5 | 175.5 | 162 | 155.25 | 148.5
ALCOHOL | FEDERAL | MISC-ALCOHOL-016 | FEDERAL ISOPROPHYL ALCOHOL - Baby Powder Scent |  | 170 |  | 255 | 221 | 221 | 204 | 195.5 | 187
ALCOHOL | FEDERAL | MISC-ALCOHOL-017 | FEDERAL ISOPROPHYL ALCOHOL - Unscented Scent |  | 170 |  | 255 | 221 | 221 | 204 | 195.5 | 187
ALCOHOL | FEDERAL | MISC-ALCOHOL-018 | FEDERAL ETHYL ALCOHOL - Dove Scent |  | 170 |  | 255 | 221 | 221 | 204 | 195.5 | 187
ALCOHOL | FEDERAL | MISC-ALCOHOL-019 | FEDERAL ETHYL ALCOHOL - Cucumber Melon Scent |  | 170 |  | 255 | 221 | 221 | 204 | 195.5 | 187
ALCOHOL DISPENSER | N/A | MISC-ALCOHOL-020 | ALCOHOL DISPENSER WITH STAND |  | 2500 |  | 3750 | 3250 | 3250 | 3000 | 2875 | 2750
ALCOHOL DISPENSER | N/A | MISC-ALCOHOL-021 | ALCOHOL DISPENSER Inclusions: 4 Type C Batteries 1 Charger 1 Bracket 1 Adhesive |  | 2000 |  | 3000 | 2600 | 2600 | 2400 | 2300 | 2200
[7 empty] | 0 | 0 | 0 | 0 | 0 | 0
[7 empty] | 0 | 0 | 0 | 0 | 0 | 0
[7 empty] | 0 | 0 | 0 | 0 | 0 | 0
[7 empty] | 0 | 0 | 0 | 0 | 0 | 0
[7 empty] | 0 | 0 | 0 | 0 | 0 | 0
[7 empty] | 0 | 0 | 0 | 0 | 0 | 0
[7 empty] | 0 | 0 | 0 | 0 | 0 | 0
[7 empty] | 0 | 0 | 0 | 0 | 0 | 0
[7 empty] | 0 | 0 | 0 | 0 | 0 | 0
[7 empty] | 0 | 0 | 0 | 0 | 0 | 0
[7 empty] | 0 | 0 | 0 | 0 | 0 | 0
[7 empty] | 0 | 0 | 0 | 0 | 0 | 0
[7 empty] | 0 | 0 | 0 | 0 | 0 | 0
[7 empty] | 0 | 0 | 0 | 0 | 0 | 0
[7 empty] | 0 | 0 | 0 | 0 | 0 | 0
[7 empty] | 0 | 0 | 0 | 0 | 0 | 0
[7 empty] | 0 | 0 | 0 | 0 | 0 | 0
[7 empty] | 0 | 0 | 0 | 0 | 0 | 0
[7 empty] | 0 | 0 | 0 | 0 | 0 | 0
[7 empty] | 0 | 0 | 0 | 0 | 0 | 0
[7 empty] | 0 | 0 | 0 | 0 | 0 | 0
[7 empty] | 0 | 0 | 0 | 0 | 0 | 0
[7 empty] | 0 | 0 | 0 | 0 | 0 | 0
[7 empty] | 0 | 0 | 0 | 0 | 0 | 0
[7 empty] | 0 | 0 | 0 | 0 | 0 | 0
[7 empty] | 0 | 0 | 0 | 0 | 0 | 0
[7 empty] | 0 | 0 | 0 | 0 | 0 | 0
[7 empty] | 0 | 0 | 0 | 0 | 0 | 0
[7 empty] | 0 | 0 | 0 | 0 | 0 | 0
[7 empty] | 0 | 0 | 0 | 0 | 0 | 0
[7 empty] | 0 | 0 | 0 | 0 | 0 | 0
[7 empty] | 0 | 0 | 0 | 0 | 0 | 0
[7 empty] | 0 | 0 | 0 | 0 | 0 | 0
[7 empty] | 0 | 0 | 0 | 0 | 0 | 0
[7 empty] | 0 | 0 | 0 | 0 | 0 | 0
[7 empty] | 0 | 0 | 0 | 0 | 0 | 0
[7 empty] | 0 | 0 | 0 | 0 | 0 | 0
[7 empty] | 0 | 0 | 0 | 0 | 0 | 0
[7 empty] | 0 | 0 | 0 | 0 | 0 | 0
[7 empty] | 0 | 0 | 0 | 0 | 0 | 0
[7 empty] | 0 | 0 | 0 | 0 | 0 | 0
[7 empty] | 0 | 0 | 0 | 0 | 0 | 0
[7 empty] | 0 | 0 | 0 | 0 | 0 | 0
[7 empty] | 0 | 0 | 0 | 0 | 0 | 0
[7 empty] | 0 | 0 | 0 | 0 | 0 | 0
[7 empty] | 0 | 0 | 0 | 0 | 0 | 0
[7 empty] | 0 | 0 | 0 | 0 | 0 | 0
[7 empty] | 0 | 0 | 0 | 0 | 0 | 0
[7 empty] | 0 | 0 | 0 | 0 | 0 | 0
[7 empty] | 0 | 0 | 0 | 0 | 0 | 0
[7 empty] | 0 | 0 | 0 | 0 | 0 | 0
[7 empty] | 0 | 0 | 0 | 0 | 0 | 0
[7 empty] | 0 | 0 | 0 | 0 | 0 | 0
[7 empty] | 0 | 0 | 0 | 0 | 0 | 0
[7 empty] | 0 | 0 | 0 | 0 | 0 | 0
[7 empty] | 0 | 0 | 0 | 0 | 0 | 0
[7 empty] | 0 | 0 | 0 | 0 | 0 | 0
[7 empty] | 0 | 0 | 0 | 0 | 0 | 0
[7 empty] | 0 | 0 | 0 | 0 | 0 | 0
[7 empty] | 0 | 0 | 0 | 0 | 0 | 0
[7 empty] | 0 | 0 | 0 | 0 | 0 | 0
[7 empty] | 0 | 0 | 0 | 0 | 0 | 0
[7 empty] | 0 | 0 | 0 | 0 | 0 | 0
[7 empty] | 0 | 0 | 0 | 0 | 0 | 0
[7 empty] | 0 | 0 | 0 | 0 | 0 | 0
[7 empty] | 0 | 0 | 0 | 0 | 0 | 0
[7 empty] | 0 | 0 | 0 | 0 | 0 | 0
[7 empty] | 0 | 0 | 0 | 0 | 0 | 0
[7 empty] | 0 | 0 | 0 | 0 | 0 | 0
[7 empty] | 0 | 0 | 0 | 0 | 0 | 0
[7 empty] | 0 | 0 | 0 | 0 | 0 | 0
[7 empty] | 0 | 0 | 0 | 0 | 0 | 0
[7 empty] | 0 | 0 | 0 | 0 | 0 | 0
[7 empty] | 0 | 0 | 0 | 0 | 0 | 0
[7 empty] | 0 | 0 | 0 | 0 | 0 | 0
[7 empty] | 0 | 0 | 0 | 0 | 0 | 0
[7 empty] | 0 | 0 | 0 | 0 | 0 | 0
[7 empty] | 0 | 0 | 0 | 0 | 0 | 0
[7 empty] | 0 | 0 | 0 | 0 | 0 | 0
[7 empty] | 0 | 0 | 0 | 0 | 0 | 0
[7 empty] | 0 | 0 | 0 | 0 | 0 | 0
[7 empty] | 0 | 0 | 0 | 0 | 0 | 0
[7 empty] | 0 | 0 | 0 | 0 | 0 | 0
[7 empty] | 0 | 0 | 0 | 0 | 0 | 0
[7 empty] | 0 | 0 | 0 | 0 | 0 | 0
[7 empty] | 0 | 0 | 0 | 0 | 0 | 0
[7 empty] | 0 | 0 | 0 | 0 | 0 | 0
[7 empty] | 0 | 0 | 0 | 0 | 0 | 0
[7 empty] | 0 | 0 | 0 | 0 | 0 | 0
[7 empty] | 0 | 0 | 0 | 0 | 0 | 0
[7 empty] | 0 | 0 | 0 | 0 | 0 | 0
[7 empty] | 0 | 0 | 0 | 0 | 0 | 0
[7 empty] | 0 | 0 | 0 | 0 | 0 | 0
[7 empty] | 0 | 0 | 0 | 0 | 0 | 0
[7 empty] | 0 | 0 | 0 | 0 | 0 | 0
[7 empty] | 0 | 0 | 0 | 0 | 0 | 0
[7 empty] | 0 | 0 | 0 | 0 | 0 | 0
[7 empty] | 0 | 0 | 0 | 0 | 0 | 0
[7 empty] | 0 | 0 | 0 | 0 | 0 | 0
[7 empty] | 0 | 0 | 0 | 0 | 0 | 0
[7 empty] | 0 | 0 | 0 | 0 | 0 | 0
[7 empty] | 0 | 0 | 0 | 0 | 0 | 0
[7 empty] | 0 | 0 | 0 | 0 | 0 | 0
[7 empty] | 0 | 0 | 0 | 0 | 0 | 0
[7 empty] | 0 | 0 | 0 | 0 | 0 | 0
[7 empty] | 0 | 0 | 0 | 0 | 0 | 0
[7 empty] | 0 | 0 | 0 | 0 | 0 | 0
[7 empty] | 0 | 0 | 0 | 0 | 0 | 0
[7 empty] | 0 | 0 | 0 | 0 | 0 | 0
[7 empty] | 0 | 0 | 0 | 0 | 0 | 0
[7 empty] | 0 | 0 | 0 | 0 | 0 | 0
[7 empty] | 0 | 0 | 0 | 0 | 0 | 0
[7 empty] | 0 | 0 | 0 | 0 | 0 | 0
[7 empty] | 0 | 0 | 0 | 0 | 0 | 0
[7 empty] | 0 | 0 | 0 | 0 | 0 | 0
[7 empty] | 0 | 0 | 0 | 0 | 0 | 0
[7 empty] | 0 | 0 | 0 | 0 | 0 | 0
[7 empty] | 0 | 0 | 0 | 0 | 0 | 0
[7 empty] | 0 | 0 | 0 | 0 | 0 | 0
[7 empty] | 0 | 0 | 0 | 0 | 0 | 0
[7 empty] | 0 | 0 | 0 | 0 | 0 | 0
[7 empty] | 0 | 0 | 0 | 0 | 0 | 0
[7 empty] | 0 | 0 | 0 | 0 | 0 | 0
[7 empty] | 0 | 0 | 0 | 0 | 0 | 0
[7 empty] | 0 | 0 | 0 | 0 | 0 | 0
[7 empty] | 0 | 0 | 0 | 0 | 0 | 0
[7 empty] | 0 | 0 | 0 | 0 | 0 | 0
[7 empty] | 0 | 0 | 0 | 0 | 0 | 0
[7 empty] | 0 | 0 | 0 | 0 | 0 | 0
[7 empty] | 0 | 0 | 0 | 0 | 0 | 0
[7 empty] | 0 | 0 | 0 | 0 | 0 | 0
[7 empty] | 0 | 0 | 0 | 0 | 0 | 0
[7 empty] | 0 | 0 | 0 | 0 | 0 | 0
[7 empty] | 0 | 0 | 0 | 0 | 0 | 0
[7 empty] | 0 | 0 | 0 | 0 | 0 | 0
[7 empty] | 0 | 0 | 0 | 0 | 0 | 0
[7 empty] | 0 | 0 | 0 | 0 | 0 | 0
[7 empty] | 0 | 0 | 0 | 0 | 0 | 0
[7 empty] | 0 | 0 | 0 | 0 | 0 | 0
[7 empty] | 0 | 0 | 0 | 0 | 0 | 0
[7 empty] | 0 | 0 | 0 | 0 | 0 | 0
[7 empty] | 0 | 0 | 0 | 0 | 0 | 0
[7 empty] | 0 | 0 | 0 | 0 | 0 | 0
[7 empty] | 0 | 0 | 0 | 0 | 0 | 0
[7 empty] | 0 | 0 | 0 | 0 | 0 | 0
[7 empty] | 0 | 0 | 0 | 0 | 0 | 0
[7 empty] | 0 | 0 | 0 | 0 | 0 | 0
[7 empty] | 0 | 0 | 0 | 0 | 0 | 0
[7 empty] | 0 | 0 | 0 | 0 | 0 | 0
[7 empty] | 0 | 0 | 0 | 0 | 0 | 0
[7 empty] | 0 | 0 | 0 | 0 | 0 | 0
[7 empty] | 0 | 0 | 0 | 0 | 0 | 0
[7 empty] | 0 | 0 | 0 | 0 | 0 | 0
[7 empty] | 0 | 0 | 0 | 0 | 0 | 0
[7 empty] | 0 | 0 | 0 | 0 | 0 | 0
[7 empty] | 0 | 0 | 0 | 0 | 0 | 0
[7 empty] | 0 | 0 | 0 | 0 | 0 | 0
[7 empty] | 0 | 0 | 0 | 0 | 0 | 0
[7 empty] | 0 | 0 | 0 | 0 | 0 | 0
[7 empty] | 0 | 0 | 0 | 0 | 0 | 0
[7 empty] | 0 | 0 | 0 | 0 | 0 | 0
[7 empty] | 0 | 0 | 0 | 0 | 0 | 0
[7 empty] | 0 | 0 | 0 | 0 | 0 | 0
[7 empty] | 0 | 0 | 0 | 0 | 0 | 0
[7 empty] | 0 | 0 | 0 | 0 | 0 | 0
[7 empty] | 0 | 0 | 0 | 0 | 0 | 0
[7 empty] | 0 | 0 | 0 | 0 | 0 | 0
[7 empty] | 0 | 0 | 0 | 0 | 0 | 0
[7 empty] | 0 | 0 | 0 | 0 | 0 | 0
[7 empty] | 0 | 0 | 0 | 0 | 0 | 0
[7 empty] | 0 | 0 | 0 | 0 | 0 | 0
[7 empty] | 0 | 0 | 0 | 0 | 0 | 0
[7 empty] | 0 | 0 | 0 | 0 | 0 | 0
[7 empty] | 0 | 0 | 0 | 0 | 0 | 0
[7 empty] | 0 | 0 | 0 | 0 | 0 | 0
[7 empty] | 0 | 0 | 0 | 0 | 0 | 0
[7 empty] | 0 | 0 | 0 | 0 | 0 | 0
[7 empty] | 0 | 0 | 0 | 0 | 0 | 0
[7 empty] | 0 | 0 | 0 | 0 | 0 | 0
[7 empty] | 0 | 0 | 0 | 0 | 0 | 0
[7 empty] | 0 | 0 | 0 | 0 | 0 | 0
[7 empty] | 0 | 0 | 0 | 0 | 0 | 0
[7 empty] | 0 | 0 | 0 | 0 | 0 | 0
[7 empty] | 0 | 0 | 0 | 0 | 0 | 0
[7 empty] | 0 | 0 | 0 | 0 | 0 | 0
[7 empty] | 0 | 0 | 0 | 0 | 0 | 0
[7 empty] | 0 | 0 | 0 | 0 | 0 | 0
[7 empty] | 0 | 0 | 0 | 0 | 0 | 0
[7 empty] | 0 | 0 | 0 | 0 | 0 | 0
[7 empty] | 0 | 0 | 0 | 0 | 0 | 0
[7 empty] | 0 | 0 | 0 | 0 | 0 | 0
[7 empty] | 0 | 0 | 0 | 0 | 0 | 0
[7 empty] | 0 | 0 | 0 | 0 | 0 | 0
[7 empty] | 0 | 0 | 0 | 0 | 0 | 0
[7 empty] | 0 | 0 | 0 | 0 | 0 | 0
[7 empty] | 0 | 0 | 0 | 0 | 0 | 0
[7 empty] | 0 | 0 | 0 | 0 | 0 | 0
[7 empty] | 0 | 0 | 0 | 0 | 0 | 0
[7 empty] | 0 | 0 | 0 | 0 | 0 | 0
[7 empty] | 0 | 0 | 0 | 0 | 0 | 0
[7 empty] | 0 | 0 | 0 | 0 | 0 | 0
[7 empty] | 0 | 0 | 0 | 0 | 0 | 0
[7 empty] | 0 | 0 | 0 | 0 | 0 | 0
[7 empty] | 0 | 0 | 0 | 0 | 0 | 0
[7 empty] | 0 | 0 | 0 | 0 | 0 | 0
[7 empty] | 0 | 0 | 0 | 0 | 0 | 0
[7 empty] | 0 | 0 | 0 | 0 | 0 | 0
[7 empty] | 0 | 0 | 0 | 0 | 0 | 0
[7 empty] | 0 | 0 | 0 | 0 | 0 | 0
[7 empty] | 0 | 0 | 0 | 0 | 0 | 0
[7 empty] | 0 | 0 | 0 | 0 | 0 | 0
[7 empty] | 0 | 0 | 0 | 0 | 0 | 0
[7 empty] | 0 | 0 | 0 | 0 | 0 | 0
[7 empty] | 0 | 0 | 0 | 0 | 0 | 0
[7 empty] | 0 | 0 | 0 | 0 | 0 | 0
[7 empty] | 0 | 0 | 0 | 0 | 0 | 0
[7 empty] | 0 | 0 | 0 | 0 | 0 | 0
[7 empty] | 0 | 0 | 0 | 0 | 0 | 0
[7 empty] | 0 | 0 | 0 | 0 | 0 | 0
[7 empty] | 0 | 0 | 0 | 0 | 0 | 0
[7 empty] | 0 | 0 | 0 | 0 | 0 | 0
[7 empty] | 0 | 0 | 0 | 0 | 0 | 0
[7 empty] | 0 | 0 | 0 | 0 | 0 | 0
[7 empty] | 0 | 0 | 0 | 0 | 0 | 0
[7 empty] | 0 | 0 | 0 | 0 | 0 | 0
[7 empty] | 0 | 0 | 0 | 0 | 0 | 0
[7 empty] | 0 | 0 | 0 | 0 | 0 | 0
[7 empty] | 0 | 0 | 0 | 0 | 0 | 0
[7 empty] | 0 | 0 | 0 | 0 | 0 | 0
[7 empty] | 0 | 0 | 0 | 0 | 0 | 0
[7 empty] | 0 | 0 | 0 | 0 | 0 | 0
[7 empty] | 0 | 0 | 0 | 0 | 0 | 0
[7 empty] | 0 | 0 | 0 | 0 | 0 | 0
[7 empty] | 0 | 0 | 0 | 0 | 0 | 0
[7 empty] | 0 | 0 | 0 | 0 | 0 | 0
[7 empty] | 0 | 0 | 0 | 0 | 0 | 0
[7 empty] | 0 | 0 | 0 | 0 | 0 | 0
[7 empty] | 0 | 0 | 0 | 0 | 0 | 0
[7 empty] | 0 | 0 | 0 | 0 | 0 | 0
[7 empty] | 0 | 0 | 0 | 0 | 0 | 0
[7 empty] | 0 | 0 | 0 | 0 | 0 | 0
[7 empty] | 0 | 0 | 0 | 0 | 0 | 0
[7 empty] | 0 | 0 | 0 | 0 | 0 | 0
[7 empty] | 0 | 0 | 0 | 0 | 0 | 0
[7 empty] | 0 | 0 | 0 | 0 | 0 | 0
[7 empty] | 0 | 0 | 0 | 0 | 0 | 0
[7 empty] | 0 | 0 | 0 | 0 | 0 | 0
[7 empty] | 0 | 0 | 0 | 0 | 0 | 0
[7 empty] | 0 | 0 | 0 | 0 | 0 | 0
[7 empty] | 0 | 0 | 0 | 0 | 0 | 0
[7 empty] | 0 | 0 | 0 | 0 | 0 | 0
[7 empty] | 0 | 0 | 0 | 0 | 0 | 0
[7 empty] | 0 | 0 | 0 | 0 | 0 | 0
[7 empty] | 0 | 0 | 0 | 0 | 0 | 0
[7 empty] | 0 | 0 | 0 | 0 | 0 | 0
[7 empty] | 0 | 0 | 0 | 0 | 0 | 0
[7 empty] | 0 | 0 | 0 | 0 | 0 | 0
[7 empty] | 0 | 0 | 0 | 0 | 0 | 0
[7 empty] | 0 | 0 | 0 | 0 | 0 | 0
[7 empty] | 0 | 0 | 0 | 0 | 0 | 0
[7 empty] | 0 | 0 | 0 | 0 | 0 | 0
[7 empty] | 0 | 0 | 0 | 0 | 0 | 0
[7 empty] | 0 | 0 | 0 | 0 | 0 | 0
[7 empty] | 0 | 0 | 0 | 0 | 0 | 0
[7 empty] | 0 | 0 | 0 | 0 | 0 | 0
[7 empty] | 0 | 0 | 0 | 0 | 0 | 0
[7 empty] | 0 | 0 | 0 | 0 | 0 | 0
[7 empty] | 0 | 0 | 0 | 0 | 0 | 0
[7 empty] | 0 | 0 | 0 | 0 | 0 | 0
[7 empty] | 0 | 0 | 0 | 0 | 0 | 0
[7 empty] | 0 | 0 | 0 | 0 | 0 | 0
[7 empty] | 0 | 0 | 0 | 0 | 0 | 0
[7 empty] | 0 | 0 | 0 | 0 | 0 | 0
[7 empty] | 0 | 0 | 0 | 0 | 0 | 0
[7 empty] | 0 | 0 | 0 | 0 | 0 | 0
[7 empty] | 0 | 0 | 0 | 0 | 0 | 0
[7 empty] | 0 | 0 | 0 | 0 | 0 | 0
[7 empty] | 0 | 0 | 0 | 0 | 0 | 0
[7 empty] | 0 | 0 | 0 | 0 | 0 | 0
[7 empty] | 0 | 0 | 0 | 0 | 0 | 0
[7 empty] | 0 | 0 | 0 | 0 | 0 | 0
[7 empty] | 0 | 0 | 0 | 0 | 0 | 0
[7 empty] | 0 | 0 | 0 | 0 | 0 | 0
[7 empty] | 0 | 0 | 0 | 0 | 0 | 0
[7 empty] | 0 | 0 | 0 | 0 | 0 | 0
[7 empty] | 0 | 0 | 0 | 0 | 0 | 0
[7 empty] | 0 | 0 | 0 | 0 | 0 | 0
[7 empty] | 0 | 0 | 0 | 0 | 0 | 0
[7 empty] | 0 | 0 | 0 | 0 | 0 | 0
[7 empty] | 0 | 0 | 0 | 0 | 0 | 0
[7 empty] | 0 | 0 | 0 | 0 | 0 | 0
[7 empty] | 0 | 0 | 0 | 0 | 0 | 0
[7 empty] | 0 | 0 | 0 | 0 | 0 | 0
[7 empty] | 0 | 0 | 0 | 0 | 0 | 0
[7 empty] | 0 | 0 | 0 | 0 | 0 | 0
[7 empty] | 0 | 0 | 0 | 0 | 0 | 0
[7 empty] | 0 | 0 | 0 | 0 | 0 | 0
[7 empty] | 0 | 0 | 0 | 0 | 0 | 0
[7 empty] | 0 | 0 | 0 | 0 | 0 | 0
[7 empty] | 0 | 0 | 0 | 0 | 0 | 0
[7 empty] | 0 | 0 | 0 | 0 | 0 | 0
[7 empty] | 0 | 0 | 0 | 0 | 0 | 0
[7 empty] | 0 | 0 | 0 | 0 | 0 | 0
[7 empty] | 0 | 0 | 0 | 0 | 0 | 0
[7 empty] | 0 | 0 | 0 | 0 | 0 | 0
[7 empty] | 0 | 0 | 0 | 0 | 0 | 0
[7 empty] | 0 | 0 | 0 | 0 | 0 | 0
[7 empty] | 0 | 0 | 0 | 0 | 0 | 0
[7 empty] | 0 | 0 | 0 | 0 | 0 | 0
[7 empty] | 0 | 0 | 0 | 0 | 0 | 0
[7 empty] | 0 | 0 | 0 | 0 | 0 | 0
[7 empty] | 0 | 0 | 0 | 0 | 0 | 0
[7 empty] | 0 | 0 | 0 | 0 | 0 | 0

## PURIFIERS
CATEGORY | BRAND | MODEL | ITEM DESCRIPTION | OTHER DESCRIPTION | PURCHASE AMOUNT | Last Price Update Date | SRP (End-User) |  | DEALER's PRICE |  | CONTRACTOR's PRICE |  | REMARKS
[7 empty] | Small Volume (50% Mark-Up) | Big Volume (30% Mark-Up) | Small Volume (30% Mark-Up) | Big Volume (20% Mark-Up) | Small Volume (15% Mark-Up) | Big Volume (10% Mark-Up) |  | SUPPLIER CODE
| AIZEN | AP-H27UV | Aizen Air Home 27 UV | UV Air Purifier, 7-stage Purification, 27sqm | 4500 | 2022-05-17 | 6750 | 5850 | 5850 | 5400 | 5175 | 4950 |  | IONTECH
| AIZEN | AP-E50UVSH | Aizen SmartAir Elite 50 UVSH | Smart UV Air Purifier with Humidifier, 8-stage Purification, 50sqm | 11500 | 2022-05-17 | 17250 | 14950 | 14950 | 13800 | 13225 | 12650 |  | IONTECH
| AIZEN | AP-P120UVS | Aizen SmartAir Pro 120 UVS | Smart UV Air Purifier, Dual Filter with 6-stage Purification, 120sqm | 18500 | 2022-05-17 | 27750 | 24050 | 24050 | 22200 | 21275 | 20350 |  | IONTECH
| AIZEN | APF-H27 | Aizen Filter H27 | Replacement Filter for Air Home 27 UV | 500 | 2022-05-17 | 750 | 650 | 650 | 600 | 575 | 550 |  | IONTECH
| AIZEN | APF-E50 | Aizen Filter E50 | Replacement Filter for SmartAir Elite 50 UVSH | 1100 | 2022-05-17 | 1650 | 1430 | 1430 | 1320 | 1265 | 1210 |  | IONTECH
| AIZEN | APF-P120 | Aizen Filter P120 | Replacement Filter for SmartAir Pro 120 UVS (1-side) | 1300 | 2022-05-17 | 1950 | 1690 | 1690 | 1560 | 1495 | 1430 |  | IONTECH
[7 empty] | 0 | 0 | 0 | 0 | 0 | 0
[7 empty] | 0 | 0 | 0 | 0 | 0 | 0
[7 empty] | 0 | 0 | 0 | 0 | 0 | 0
[7 empty] | 0 | 0 | 0 | 0 | 0 | 0
[7 empty] | 0 | 0 | 0 | 0 | 0 | 0
[7 empty] | 0 | 0 | 0 | 0 | 0 | 0
[7 empty] | 0 | 0 | 0 | 0 | 0 | 0
[7 empty] | 0 | 0 | 0 | 0 | 0 | 0
[7 empty] | 0 | 0 | 0 | 0 | 0 | 0
[7 empty] | 0 | 0 | 0 | 0 | 0 | 0
[7 empty] | 0 | 0 | 0 | 0 | 0 | 0
[7 empty] | 0 | 0 | 0 | 0 | 0 | 0
[7 empty] | 0 | 0 | 0 | 0 | 0 | 0
[7 empty] | 0 | 0 | 0 | 0 | 0 | 0
[7 empty] | 0 | 0 | 0 | 0 | 0 | 0
[7 empty] | 0 | 0 | 0 | 0 | 0 | 0
[7 empty] | 0 | 0 | 0 | 0 | 0 | 0
[7 empty] | 0 | 0 | 0 | 0 | 0 | 0
[7 empty] | 0 | 0 | 0 | 0 | 0 | 0
[7 empty] | 0 | 0 | 0 | 0 | 0 | 0
[7 empty] | 0 | 0 | 0 | 0 | 0 | 0
[7 empty] | 0 | 0 | 0 | 0 | 0 | 0
[7 empty] | 0 | 0 | 0 | 0 | 0 | 0
[7 empty] | 0 | 0 | 0 | 0 | 0 | 0
[7 empty] | 0 | 0 | 0 | 0 | 0 | 0
[7 empty] | 0 | 0 | 0 | 0 | 0 | 0
[7 empty] | 0 | 0 | 0 | 0 | 0 | 0
[7 empty] | 0 | 0 | 0 | 0 | 0 | 0
[7 empty] | 0 | 0 | 0 | 0 | 0 | 0
[7 empty] | 0 | 0 | 0 | 0 | 0 | 0
[7 empty] | 0 | 0 | 0 | 0 | 0 | 0
[7 empty] | 0 | 0 | 0 | 0 | 0 | 0
[7 empty] | 0 | 0 | 0 | 0 | 0 | 0
[7 empty] | 0 | 0 | 0 | 0 | 0 | 0
[7 empty] | 0 | 0 | 0 | 0 | 0 | 0
[7 empty] | 0 | 0 | 0 | 0 | 0 | 0
[7 empty] | 0 | 0 | 0 | 0 | 0 | 0
[7 empty] | 0 | 0 | 0 | 0 | 0 | 0
[7 empty] | 0 | 0 | 0 | 0 | 0 | 0
[7 empty] | 0 | 0 | 0 | 0 | 0 | 0
[7 empty] | 0 | 0 | 0 | 0 | 0 | 0
[7 empty] | 0 | 0 | 0 | 0 | 0 | 0
[7 empty] | 0 | 0 | 0 | 0 | 0 | 0
[7 empty] | 0 | 0 | 0 | 0 | 0 | 0
[7 empty] | 0 | 0 | 0 | 0 | 0 | 0
[7 empty] | 0 | 0 | 0 | 0 | 0 | 0
[7 empty] | 0 | 0 | 0 | 0 | 0 | 0
[7 empty] | 0 | 0 | 0 | 0 | 0 | 0
[7 empty] | 0 | 0 | 0 | 0 | 0 | 0
[7 empty] | 0 | 0 | 0 | 0 | 0 | 0
[7 empty] | 0 | 0 | 0 | 0 | 0 | 0
[7 empty] | 0 | 0 | 0 | 0 | 0 | 0
[7 empty] | 0 | 0 | 0 | 0 | 0 | 0
[7 empty] | 0 | 0 | 0 | 0 | 0 | 0
[7 empty] | 0 | 0 | 0 | 0 | 0 | 0
[7 empty] | 0 | 0 | 0 | 0 | 0 | 0
[7 empty] | 0 | 0 | 0 | 0 | 0 | 0
[7 empty] | 0 | 0 | 0 | 0 | 0 | 0
[7 empty] | 0 | 0 | 0 | 0 | 0 | 0
[7 empty] | 0 | 0 | 0 | 0 | 0 | 0
[7 empty] | 0 | 0 | 0 | 0 | 0 | 0
[7 empty] | 0 | 0 | 0 | 0 | 0 | 0
[7 empty] | 0 | 0 | 0 | 0 | 0 | 0
[7 empty] | 0 | 0 | 0 | 0 | 0 | 0
[7 empty] | 0 | 0 | 0 | 0 | 0 | 0
[7 empty] | 0 | 0 | 0 | 0 | 0 | 0
[7 empty] | 0 | 0 | 0 | 0 | 0 | 0
[7 empty] | 0 | 0 | 0 | 0 | 0 | 0
[7 empty] | 0 | 0 | 0 | 0 | 0 | 0
[7 empty] | 0 | 0 | 0 | 0 | 0 | 0
[7 empty] | 0 | 0 | 0 | 0 | 0 | 0
[7 empty] | 0 | 0 | 0 | 0 | 0 | 0
[7 empty] | 0 | 0 | 0 | 0 | 0 | 0
[7 empty] | 0 | 0 | 0 | 0 | 0 | 0
[7 empty] | 0 | 0 | 0 | 0 | 0 | 0
[7 empty] | 0 | 0 | 0 | 0 | 0 | 0
[7 empty] | 0 | 0 | 0 | 0 | 0 | 0
[7 empty] | 0 | 0 | 0 | 0 | 0 | 0
[7 empty] | 0 | 0 | 0 | 0 | 0 | 0
[7 empty] | 0 | 0 | 0 | 0 | 0 | 0
[7 empty] | 0 | 0 | 0 | 0 | 0 | 0
[7 empty] | 0 | 0 | 0 | 0 | 0 | 0
[7 empty] | 0 | 0 | 0 | 0 | 0 | 0
[7 empty] | 0 | 0 | 0 | 0 | 0 | 0
[7 empty] | 0 | 0 | 0 | 0 | 0 | 0
[7 empty] | 0 | 0 | 0 | 0 | 0 | 0
[7 empty] | 0 | 0 | 0 | 0 | 0 | 0
[7 empty] | 0 | 0 | 0 | 0 | 0 | 0
[7 empty] | 0 | 0 | 0 | 0 | 0 | 0
[7 empty] | 0 | 0 | 0 | 0 | 0 | 0
[7 empty] | 0 | 0 | 0 | 0 | 0 | 0
[7 empty] | 0 | 0 | 0 | 0 | 0 | 0
[7 empty] | 0 | 0 | 0 | 0 | 0 | 0
[7 empty] | 0 | 0 | 0 | 0 | 0 | 0
[7 empty] | 0 | 0 | 0 | 0 | 0 | 0
[7 empty] | 0 | 0 | 0 | 0 | 0 | 0
[7 empty] | 0 | 0 | 0 | 0 | 0 | 0
[7 empty] | 0 | 0 | 0 | 0 | 0 | 0
[7 empty] | 0 | 0 | 0 | 0 | 0 | 0
[7 empty] | 0 | 0 | 0 | 0 | 0 | 0
[7 empty] | 0 | 0 | 0 | 0 | 0 | 0
[7 empty] | 0 | 0 | 0 | 0 | 0 | 0
[7 empty] | 0 | 0 | 0 | 0 | 0 | 0
[7 empty] | 0 | 0 | 0 | 0 | 0 | 0
[7 empty] | 0 | 0 | 0 | 0 | 0 | 0
[7 empty] | 0 | 0 | 0 | 0 | 0 | 0
[7 empty] | 0 | 0 | 0 | 0 | 0 | 0
[7 empty] | 0 | 0 | 0 | 0 | 0 | 0
[7 empty] | 0 | 0 | 0 | 0 | 0 | 0
[7 empty] | 0 | 0 | 0 | 0 | 0 | 0
[7 empty] | 0 | 0 | 0 | 0 | 0 | 0
[7 empty] | 0 | 0 | 0 | 0 | 0 | 0
[7 empty] | 0 | 0 | 0 | 0 | 0 | 0
[7 empty] | 0 | 0 | 0 | 0 | 0 | 0
[7 empty] | 0 | 0 | 0 | 0 | 0 | 0
[7 empty] | 0 | 0 | 0 | 0 | 0 | 0
[7 empty] | 0 | 0 | 0 | 0 | 0 | 0
[7 empty] | 0 | 0 | 0 | 0 | 0 | 0
[7 empty] | 0 | 0 | 0 | 0 | 0 | 0
[7 empty] | 0 | 0 | 0 | 0 | 0 | 0
[7 empty] | 0 | 0 | 0 | 0 | 0 | 0
[7 empty] | 0 | 0 | 0 | 0 | 0 | 0
[7 empty] | 0 | 0 | 0 | 0 | 0 | 0
[7 empty] | 0 | 0 | 0 | 0 | 0 | 0
[7 empty] | 0 | 0 | 0 | 0 | 0 | 0
[7 empty] | 0 | 0 | 0 | 0 | 0 | 0
[7 empty] | 0 | 0 | 0 | 0 | 0 | 0
[7 empty] | 0 | 0 | 0 | 0 | 0 | 0
[7 empty] | 0 | 0 | 0 | 0 | 0 | 0
[7 empty] | 0 | 0 | 0 | 0 | 0 | 0
[7 empty] | 0 | 0 | 0 | 0 | 0 | 0
[7 empty] | 0 | 0 | 0 | 0 | 0 | 0
[7 empty] | 0 | 0 | 0 | 0 | 0 | 0
[7 empty] | 0 | 0 | 0 | 0 | 0 | 0
[7 empty] | 0 | 0 | 0 | 0 | 0 | 0
[7 empty] | 0 | 0 | 0 | 0 | 0 | 0
[7 empty] | 0 | 0 | 0 | 0 | 0 | 0
[7 empty] | 0 | 0 | 0 | 0 | 0 | 0
[7 empty] | 0 | 0 | 0 | 0 | 0 | 0
[7 empty] | 0 | 0 | 0 | 0 | 0 | 0
[7 empty] | 0 | 0 | 0 | 0 | 0 | 0
[7 empty] | 0 | 0 | 0 | 0 | 0 | 0
[7 empty] | 0 | 0 | 0 | 0 | 0 | 0
[7 empty] | 0 | 0 | 0 | 0 | 0 | 0
[7 empty] | 0 | 0 | 0 | 0 | 0 | 0
[7 empty] | 0 | 0 | 0 | 0 | 0 | 0
[7 empty] | 0 | 0 | 0 | 0 | 0 | 0
[7 empty] | 0 | 0 | 0 | 0 | 0 | 0
[7 empty] | 0 | 0 | 0 | 0 | 0 | 0
[7 empty] | 0 | 0 | 0 | 0 | 0 | 0
[7 empty] | 0 | 0 | 0 | 0 | 0 | 0
[7 empty] | 0 | 0 | 0 | 0 | 0 | 0
[7 empty] | 0 | 0 | 0 | 0 | 0 | 0
[7 empty] | 0 | 0 | 0 | 0 | 0 | 0
[7 empty] | 0 | 0 | 0 | 0 | 0 | 0
[7 empty] | 0 | 0 | 0 | 0 | 0 | 0
[7 empty] | 0 | 0 | 0 | 0 | 0 | 0
[7 empty] | 0 | 0 | 0 | 0 | 0 | 0
[7 empty] | 0 | 0 | 0 | 0 | 0 | 0
[7 empty] | 0 | 0 | 0 | 0 | 0 | 0
[7 empty] | 0 | 0 | 0 | 0 | 0 | 0
[7 empty] | 0 | 0 | 0 | 0 | 0 | 0
[7 empty] | 0 | 0 | 0 | 0 | 0 | 0
[7 empty] | 0 | 0 | 0 | 0 | 0 | 0
[7 empty] | 0 | 0 | 0 | 0 | 0 | 0
[7 empty] | 0 | 0 | 0 | 0 | 0 | 0
[7 empty] | 0 | 0 | 0 | 0 | 0 | 0
[7 empty] | 0 | 0 | 0 | 0 | 0 | 0
[7 empty] | 0 | 0 | 0 | 0 | 0 | 0
[7 empty] | 0 | 0 | 0 | 0 | 0 | 0
[7 empty] | 0 | 0 | 0 | 0 | 0 | 0
[7 empty] | 0 | 0 | 0 | 0 | 0 | 0
[7 empty] | 0 | 0 | 0 | 0 | 0 | 0
[7 empty] | 0 | 0 | 0 | 0 | 0 | 0
[7 empty] | 0 | 0 | 0 | 0 | 0 | 0
[7 empty] | 0 | 0 | 0 | 0 | 0 | 0
[7 empty] | 0 | 0 | 0 | 0 | 0 | 0
[7 empty] | 0 | 0 | 0 | 0 | 0 | 0
[7 empty] | 0 | 0 | 0 | 0 | 0 | 0
[7 empty] | 0 | 0 | 0 | 0 | 0 | 0
[7 empty] | 0 | 0 | 0 | 0 | 0 | 0
[7 empty] | 0 | 0 | 0 | 0 | 0 | 0
[7 empty] | 0 | 0 | 0 | 0 | 0 | 0
[7 empty] | 0 | 0 | 0 | 0 | 0 | 0
[7 empty] | 0 | 0 | 0 | 0 | 0 | 0
[7 empty] | 0 | 0 | 0 | 0 | 0 | 0
[7 empty] | 0 | 0 | 0 | 0 | 0 | 0
[7 empty] | 0 | 0 | 0 | 0 | 0 | 0
[7 empty] | 0 | 0 | 0 | 0 | 0 | 0
[7 empty] | 0 | 0 | 0 | 0 | 0 | 0
[7 empty] | 0 | 0 | 0 | 0 | 0 | 0
[7 empty] | 0 | 0 | 0 | 0 | 0 | 0
[7 empty] | 0 | 0 | 0 | 0 | 0 | 0
[7 empty] | 0 | 0 | 0 | 0 | 0 | 0
[7 empty] | 0 | 0 | 0 | 0 | 0 | 0
[7 empty] | 0 | 0 | 0 | 0 | 0 | 0
[7 empty] | 0 | 0 | 0 | 0 | 0 | 0
[7 empty] | 0 | 0 | 0 | 0 | 0 | 0
[7 empty] | 0 | 0 | 0 | 0 | 0 | 0
[7 empty] | 0 | 0 | 0 | 0 | 0 | 0
[7 empty] | 0 | 0 | 0 | 0 | 0 | 0
[7 empty] | 0 | 0 | 0 | 0 | 0 | 0
[7 empty] | 0 | 0 | 0 | 0 | 0 | 0
[7 empty] | 0 | 0 | 0 | 0 | 0 | 0
[7 empty] | 0 | 0 | 0 | 0 | 0 | 0
[7 empty] | 0 | 0 | 0 | 0 | 0 | 0
[7 empty] | 0 | 0 | 0 | 0 | 0 | 0
[7 empty] | 0 | 0 | 0 | 0 | 0 | 0
[7 empty] | 0 | 0 | 0 | 0 | 0 | 0
[7 empty] | 0 | 0 | 0 | 0 | 0 | 0
[7 empty] | 0 | 0 | 0 | 0 | 0 | 0
[7 empty] | 0 | 0 | 0 | 0 | 0 | 0
[7 empty] | 0 | 0 | 0 | 0 | 0 | 0
[7 empty] | 0 | 0 | 0 | 0 | 0 | 0
[7 empty] | 0 | 0 | 0 | 0 | 0 | 0
[7 empty] | 0 | 0 | 0 | 0 | 0 | 0
[7 empty] | 0 | 0 | 0 | 0 | 0 | 0
[7 empty] | 0 | 0 | 0 | 0 | 0 | 0
[7 empty] | 0 | 0 | 0 | 0 | 0 | 0
[7 empty] | 0 | 0 | 0 | 0 | 0 | 0
[7 empty] | 0 | 0 | 0 | 0 | 0 | 0
[7 empty] | 0 | 0 | 0 | 0 | 0 | 0
[7 empty] | 0 | 0 | 0 | 0 | 0 | 0
[7 empty] | 0 | 0 | 0 | 0 | 0 | 0
[7 empty] | 0 | 0 | 0 | 0 | 0 | 0
[7 empty] | 0 | 0 | 0 | 0 | 0 | 0
[7 empty] | 0 | 0 | 0 | 0 | 0 | 0
[7 empty] | 0 | 0 | 0 | 0 | 0 | 0
[7 empty] | 0 | 0 | 0 | 0 | 0 | 0
[7 empty] | 0 | 0 | 0 | 0 | 0 | 0
[7 empty] | 0 | 0 | 0 | 0 | 0 | 0
[7 empty] | 0 | 0 | 0 | 0 | 0 | 0
[7 empty] | 0 | 0 | 0 | 0 | 0 | 0
[7 empty] | 0 | 0 | 0 | 0 | 0 | 0
[7 empty] | 0 | 0 | 0 | 0 | 0 | 0
[7 empty] | 0 | 0 | 0 | 0 | 0 | 0
[7 empty] | 0 | 0 | 0 | 0 | 0 | 0
[7 empty] | 0 | 0 | 0 | 0 | 0 | 0
[7 empty] | 0 | 0 | 0 | 0 | 0 | 0
[7 empty] | 0 | 0 | 0 | 0 | 0 | 0
[7 empty] | 0 | 0 | 0 | 0 | 0 | 0
[7 empty] | 0 | 0 | 0 | 0 | 0 | 0
[7 empty] | 0 | 0 | 0 | 0 | 0 | 0
[7 empty] | 0 | 0 | 0 | 0 | 0 | 0
[7 empty] | 0 | 0 | 0 | 0 | 0 | 0
[7 empty] | 0 | 0 | 0 | 0 | 0 | 0
[7 empty] | 0 | 0 | 0 | 0 | 0 | 0
[7 empty] | 0 | 0 | 0 | 0 | 0 | 0
[7 empty] | 0 | 0 | 0 | 0 | 0 | 0
[7 empty] | 0 | 0 | 0 | 0 | 0 | 0
[7 empty] | 0 | 0 | 0 | 0 | 0 | 0
[7 empty] | 0 | 0 | 0 | 0 | 0 | 0
[7 empty] | 0 | 0 | 0 | 0 | 0 | 0
[7 empty] | 0 | 0 | 0 | 0 | 0 | 0
[7 empty] | 0 | 0 | 0 | 0 | 0 | 0
[7 empty] | 0 | 0 | 0 | 0 | 0 | 0
[7 empty] | 0 | 0 | 0 | 0 | 0 | 0
[7 empty] | 0 | 0 | 0 | 0 | 0 | 0
[7 empty] | 0 | 0 | 0 | 0 | 0 | 0
[7 empty] | 0 | 0 | 0 | 0 | 0 | 0
[7 empty] | 0 | 0 | 0 | 0 | 0 | 0
[7 empty] | 0 | 0 | 0 | 0 | 0 | 0
[7 empty] | 0 | 0 | 0 | 0 | 0 | 0
[7 empty] | 0 | 0 | 0 | 0 | 0 | 0
[7 empty] | 0 | 0 | 0 | 0 | 0 | 0
[7 empty] | 0 | 0 | 0 | 0 | 0 | 0
[7 empty] | 0 | 0 | 0 | 0 | 0 | 0
[7 empty] | 0 | 0 | 0 | 0 | 0 | 0
[7 empty] | 0 | 0 | 0 | 0 | 0 | 0
[7 empty] | 0 | 0 | 0 | 0 | 0 | 0
[7 empty] | 0 | 0 | 0 | 0 | 0 | 0
[7 empty] | 0 | 0 | 0 | 0 | 0 | 0
[7 empty] | 0 | 0 | 0 | 0 | 0 | 0
[7 empty] | 0 | 0 | 0 | 0 | 0 | 0
[7 empty] | 0 | 0 | 0 | 0 | 0 | 0
[7 empty] | 0 | 0 | 0 | 0 | 0 | 0
[7 empty] | 0 | 0 | 0 | 0 | 0 | 0
[7 empty] | 0 | 0 | 0 | 0 | 0 | 0
[7 empty] | 0 | 0 | 0 | 0 | 0 | 0
[7 empty] | 0 | 0 | 0 | 0 | 0 | 0
[7 empty] | 0 | 0 | 0 | 0 | 0 | 0
[7 empty] | 0 | 0 | 0 | 0 | 0 | 0
[7 empty] | 0 | 0 | 0 | 0 | 0 | 0
[7 empty] | 0 | 0 | 0 | 0 | 0 | 0
[7 empty] | 0 | 0 | 0 | 0 | 0 | 0
[7 empty] | 0 | 0 | 0 | 0 | 0 | 0
[7 empty] | 0 | 0 | 0 | 0 | 0 | 0
[7 empty] | 0 | 0 | 0 | 0 | 0 | 0
[7 empty] | 0 | 0 | 0 | 0 | 0 | 0
[7 empty] | 0 | 0 | 0 | 0 | 0 | 0
[7 empty] | 0 | 0 | 0 | 0 | 0 | 0
[7 empty] | 0 | 0 | 0 | 0 | 0 | 0
[7 empty] | 0 | 0 | 0 | 0 | 0 | 0
[7 empty] | 0 | 0 | 0 | 0 | 0 | 0
[7 empty] | 0 | 0 | 0 | 0 | 0 | 0
[7 empty] | 0 | 0 | 0 | 0 | 0 | 0
[7 empty] | 0 | 0 | 0 | 0 | 0 | 0
[7 empty] | 0 | 0 | 0 | 0 | 0 | 0
[7 empty] | 0 | 0 | 0 | 0 | 0 | 0
[7 empty] | 0 | 0 | 0 | 0 | 0 | 0
[7 empty] | 0 | 0 | 0 | 0 | 0 | 0
[7 empty] | 0 | 0 | 0 | 0 | 0 | 0
[7 empty] | 0 | 0 | 0 | 0 | 0 | 0
[7 empty] | 0 | 0 | 0 | 0 | 0 | 0
[7 empty] | 0 | 0 | 0 | 0 | 0 | 0
[7 empty] | 0 | 0 | 0 | 0 | 0 | 0
[7 empty] | 0 | 0 | 0 | 0 | 0 | 0
[7 empty] | 0 | 0 | 0 | 0 | 0 | 0
[7 empty] | 0 | 0 | 0 | 0 | 0 | 0
[7 empty] | 0 | 0 | 0 | 0 | 0 | 0
[7 empty] | 0 | 0 | 0 | 0 | 0 | 0
[7 empty] | 0 | 0 | 0 | 0 | 0 | 0
[7 empty] | 0 | 0 | 0 | 0 | 0 | 0
[7 empty] | 0 | 0 | 0 | 0 | 0 | 0
[7 empty] | 0 | 0 | 0 | 0 | 0 | 0
[7 empty] | 0 | 0 | 0 | 0 | 0 | 0
[7 empty] | 0 | 0 | 0 | 0 | 0 | 0
[7 empty] | 0 | 0 | 0 | 0 | 0 | 0
[7 empty] | 0 | 0 | 0 | 0 | 0 | 0
[7 empty] | 0 | 0 | 0 | 0 | 0 | 0
[7 empty] | 0 | 0 | 0 | 0 | 0 | 0
[7 empty] | 0 | 0 | 0 | 0 | 0 | 0
[7 empty] | 0 | 0 | 0 | 0 | 0 | 0
[7 empty] | 0 | 0 | 0 | 0 | 0 | 0
[7 empty] | 0 | 0 | 0 | 0 | 0 | 0
[7 empty] | 0 | 0 | 0 | 0 | 0 | 0
[7 empty] | 0 | 0 | 0 | 0 | 0 | 0
[7 empty] | 0 | 0 | 0 | 0 | 0 | 0

## THERMOSTAT
CATEGORY | BRAND | MODEL | ITEM DESCRIPTION | OTHER DESCRIPTION | PURCHASE AMOUNT | Last Price Update Date | SRP (End-User) |  | DEALER's PRICE |  | CONTRACTOR's PRICE |  | REMARKS
[7 empty] | Small Volume (50% Mark-Up) | Big Volume (30% Mark-Up) | Small Volume (30% Mark-Up) | Big Volume (20% Mark-Up) | Small Volume (15% Mark-Up) | Big Volume (10% Mark-Up) |  | SUPPLIER CODE
|  | T6861H2WG | HONEYWELL THERMOSTAT |  | 6837 | 2021-09-21 | 10255.5 | 8888.1 | 8888.1 | 8204.4 | 7862.55 | 7520.7 | PURCHASE AMOUNT IS BASED ON THE QUANTITY OF EQUIPMENTS NEEDED TO BE CERTIFIED |  | encoded
[7 empty] | 0 | 0 | 0 | 0 | 0 | 0 |  |  | encoded
[7 empty] | 0 | 0 | 0 | 0 | 0 | 0 |  |  | encoded
[7 empty] | 0 | 0 | 0 | 0 | 0 | 0
[7 empty] | 0 | 0 | 0 | 0 | 0 | 0
[7 empty] | 0 | 0 | 0 | 0 | 0 | 0
[7 empty] | 0 | 0 | 0 | 0 | 0 | 0
[7 empty] | 0 | 0 | 0 | 0 | 0 | 0
[7 empty] | 0 | 0 | 0 | 0 | 0 | 0
[7 empty] | 0 | 0 | 0 | 0 | 0 | 0
[7 empty] | 0 | 0 | 0 | 0 | 0 | 0
[7 empty] | 0 | 0 | 0 | 0 | 0 | 0
[7 empty] | 0 | 0 | 0 | 0 | 0 | 0
[7 empty] | 0 | 0 | 0 | 0 | 0 | 0
[7 empty] | 0 | 0 | 0 | 0 | 0 | 0
[7 empty] | 0 | 0 | 0 | 0 | 0 | 0
[7 empty] | 0 | 0 | 0 | 0 | 0 | 0
[7 empty] | 0 | 0 | 0 | 0 | 0 | 0
[7 empty] | 0 | 0 | 0 | 0 | 0 | 0
[7 empty] | 0 | 0 | 0 | 0 | 0 | 0
[7 empty] | 0 | 0 | 0 | 0 | 0 | 0
[7 empty] | 0 | 0 | 0 | 0 | 0 | 0
[7 empty] | 0 | 0 | 0 | 0 | 0 | 0
[7 empty] | 0 | 0 | 0 | 0 | 0 | 0
[7 empty] | 0 | 0 | 0 | 0 | 0 | 0
[7 empty] | 0 | 0 | 0 | 0 | 0 | 0
[7 empty] | 0 | 0 | 0 | 0 | 0 | 0
[7 empty] | 0 | 0 | 0 | 0 | 0 | 0
[7 empty] | 0 | 0 | 0 | 0 | 0 | 0
[7 empty] | 0 | 0 | 0 | 0 | 0 | 0
[7 empty] | 0 | 0 | 0 | 0 | 0 | 0
[7 empty] | 0 | 0 | 0 | 0 | 0 | 0
[7 empty] | 0 | 0 | 0 | 0 | 0 | 0
[7 empty] | 0 | 0 | 0 | 0 | 0 | 0
[7 empty] | 0 | 0 | 0 | 0 | 0 | 0
[7 empty] | 0 | 0 | 0 | 0 | 0 | 0
[7 empty] | 0 | 0 | 0 | 0 | 0 | 0
[7 empty] | 0 | 0 | 0 | 0 | 0 | 0
[7 empty] | 0 | 0 | 0 | 0 | 0 | 0
[7 empty] | 0 | 0 | 0 | 0 | 0 | 0
[7 empty] | 0 | 0 | 0 | 0 | 0 | 0
[7 empty] | 0 | 0 | 0 | 0 | 0 | 0
[7 empty] | 0 | 0 | 0 | 0 | 0 | 0
[7 empty] | 0 | 0 | 0 | 0 | 0 | 0
[7 empty] | 0 | 0 | 0 | 0 | 0 | 0
[7 empty] | 0 | 0 | 0 | 0 | 0 | 0
[7 empty] | 0 | 0 | 0 | 0 | 0 | 0
[7 empty] | 0 | 0 | 0 | 0 | 0 | 0
[7 empty] | 0 | 0 | 0 | 0 | 0 | 0
[7 empty] | 0 | 0 | 0 | 0 | 0 | 0
[7 empty] | 0 | 0 | 0 | 0 | 0 | 0
[7 empty] | 0 | 0 | 0 | 0 | 0 | 0
[7 empty] | 0 | 0 | 0 | 0 | 0 | 0
[7 empty] | 0 | 0 | 0 | 0 | 0 | 0
[7 empty] | 0 | 0 | 0 | 0 | 0 | 0
[7 empty] | 0 | 0 | 0 | 0 | 0 | 0
[7 empty] | 0 | 0 | 0 | 0 | 0 | 0
[7 empty] | 0 | 0 | 0 | 0 | 0 | 0
[7 empty] | 0 | 0 | 0 | 0 | 0 | 0
[7 empty] | 0 | 0 | 0 | 0 | 0 | 0
[7 empty] | 0 | 0 | 0 | 0 | 0 | 0
[7 empty] | 0 | 0 | 0 | 0 | 0 | 0
[7 empty] | 0 | 0 | 0 | 0 | 0 | 0
[7 empty] | 0 | 0 | 0 | 0 | 0 | 0
[7 empty] | 0 | 0 | 0 | 0 | 0 | 0
[7 empty] | 0 | 0 | 0 | 0 | 0 | 0
[7 empty] | 0 | 0 | 0 | 0 | 0 | 0
[7 empty] | 0 | 0 | 0 | 0 | 0 | 0
[7 empty] | 0 | 0 | 0 | 0 | 0 | 0
[7 empty] | 0 | 0 | 0 | 0 | 0 | 0
[7 empty] | 0 | 0 | 0 | 0 | 0 | 0
[7 empty] | 0 | 0 | 0 | 0 | 0 | 0
[7 empty] | 0 | 0 | 0 | 0 | 0 | 0
[7 empty] | 0 | 0 | 0 | 0 | 0 | 0
[7 empty] | 0 | 0 | 0 | 0 | 0 | 0
[7 empty] | 0 | 0 | 0 | 0 | 0 | 0
[7 empty] | 0 | 0 | 0 | 0 | 0 | 0
[7 empty] | 0 | 0 | 0 | 0 | 0 | 0
[7 empty] | 0 | 0 | 0 | 0 | 0 | 0
[7 empty] | 0 | 0 | 0 | 0 | 0 | 0
[7 empty] | 0 | 0 | 0 | 0 | 0 | 0
[7 empty] | 0 | 0 | 0 | 0 | 0 | 0
[7 empty] | 0 | 0 | 0 | 0 | 0 | 0
[7 empty] | 0 | 0 | 0 | 0 | 0 | 0
[7 empty] | 0 | 0 | 0 | 0 | 0 | 0
[7 empty] | 0 | 0 | 0 | 0 | 0 | 0
[7 empty] | 0 | 0 | 0 | 0 | 0 | 0
[7 empty] | 0 | 0 | 0 | 0 | 0 | 0
[7 empty] | 0 | 0 | 0 | 0 | 0 | 0
[7 empty] | 0 | 0 | 0 | 0 | 0 | 0
[7 empty] | 0 | 0 | 0 | 0 | 0 | 0
[7 empty] | 0 | 0 | 0 | 0 | 0 | 0
[7 empty] | 0 | 0 | 0 | 0 | 0 | 0
[7 empty] | 0 | 0 | 0 | 0 | 0 | 0
[7 empty] | 0 | 0 | 0 | 0 | 0 | 0
[7 empty] | 0 | 0 | 0 | 0 | 0 | 0
[7 empty] | 0 | 0 | 0 | 0 | 0 | 0
[7 empty] | 0 | 0 | 0 | 0 | 0 | 0
[7 empty] | 0 | 0 | 0 | 0 | 0 | 0
[7 empty] | 0 | 0 | 0 | 0 | 0 | 0
[7 empty] | 0 | 0 | 0 | 0 | 0 | 0
[7 empty] | 0 | 0 | 0 | 0 | 0 | 0
[7 empty] | 0 | 0 | 0 | 0 | 0 | 0
[7 empty] | 0 | 0 | 0 | 0 | 0 | 0
[7 empty] | 0 | 0 | 0 | 0 | 0 | 0
[7 empty] | 0 | 0 | 0 | 0 | 0 | 0
[7 empty] | 0 | 0 | 0 | 0 | 0 | 0
[7 empty] | 0 | 0 | 0 | 0 | 0 | 0
[7 empty] | 0 | 0 | 0 | 0 | 0 | 0
[7 empty] | 0 | 0 | 0 | 0 | 0 | 0
[7 empty] | 0 | 0 | 0 | 0 | 0 | 0
[7 empty] | 0 | 0 | 0 | 0 | 0 | 0
[7 empty] | 0 | 0 | 0 | 0 | 0 | 0
[7 empty] | 0 | 0 | 0 | 0 | 0 | 0
[7 empty] | 0 | 0 | 0 | 0 | 0 | 0
[7 empty] | 0 | 0 | 0 | 0 | 0 | 0
[7 empty] | 0 | 0 | 0 | 0 | 0 | 0
[7 empty] | 0 | 0 | 0 | 0 | 0 | 0
[7 empty] | 0 | 0 | 0 | 0 | 0 | 0
[7 empty] | 0 | 0 | 0 | 0 | 0 | 0
[7 empty] | 0 | 0 | 0 | 0 | 0 | 0
[7 empty] | 0 | 0 | 0 | 0 | 0 | 0
[7 empty] | 0 | 0 | 0 | 0 | 0 | 0
[7 empty] | 0 | 0 | 0 | 0 | 0 | 0
[7 empty] | 0 | 0 | 0 | 0 | 0 | 0
[7 empty] | 0 | 0 | 0 | 0 | 0 | 0
[7 empty] | 0 | 0 | 0 | 0 | 0 | 0
[7 empty] | 0 | 0 | 0 | 0 | 0 | 0
[7 empty] | 0 | 0 | 0 | 0 | 0 | 0
[7 empty] | 0 | 0 | 0 | 0 | 0 | 0
[7 empty] | 0 | 0 | 0 | 0 | 0 | 0
[7 empty] | 0 | 0 | 0 | 0 | 0 | 0
[7 empty] | 0 | 0 | 0 | 0 | 0 | 0
[7 empty] | 0 | 0 | 0 | 0 | 0 | 0
[7 empty] | 0 | 0 | 0 | 0 | 0 | 0
[7 empty] | 0 | 0 | 0 | 0 | 0 | 0
[7 empty] | 0 | 0 | 0 | 0 | 0 | 0
[7 empty] | 0 | 0 | 0 | 0 | 0 | 0
[7 empty] | 0 | 0 | 0 | 0 | 0 | 0
[7 empty] | 0 | 0 | 0 | 0 | 0 | 0
[7 empty] | 0 | 0 | 0 | 0 | 0 | 0
[7 empty] | 0 | 0 | 0 | 0 | 0 | 0
[7 empty] | 0 | 0 | 0 | 0 | 0 | 0
[7 empty] | 0 | 0 | 0 | 0 | 0 | 0
[7 empty] | 0 | 0 | 0 | 0 | 0 | 0
[7 empty] | 0 | 0 | 0 | 0 | 0 | 0
[7 empty] | 0 | 0 | 0 | 0 | 0 | 0
[7 empty] | 0 | 0 | 0 | 0 | 0 | 0
[7 empty] | 0 | 0 | 0 | 0 | 0 | 0
[7 empty] | 0 | 0 | 0 | 0 | 0 | 0
[7 empty] | 0 | 0 | 0 | 0 | 0 | 0
[7 empty] | 0 | 0 | 0 | 0 | 0 | 0
[7 empty] | 0 | 0 | 0 | 0 | 0 | 0
[7 empty] | 0 | 0 | 0 | 0 | 0 | 0
[7 empty] | 0 | 0 | 0 | 0 | 0 | 0
[7 empty] | 0 | 0 | 0 | 0 | 0 | 0
[7 empty] | 0 | 0 | 0 | 0 | 0 | 0
[7 empty] | 0 | 0 | 0 | 0 | 0 | 0
[7 empty] | 0 | 0 | 0 | 0 | 0 | 0
[7 empty] | 0 | 0 | 0 | 0 | 0 | 0
[7 empty] | 0 | 0 | 0 | 0 | 0 | 0
[7 empty] | 0 | 0 | 0 | 0 | 0 | 0
[7 empty] | 0 | 0 | 0 | 0 | 0 | 0
[7 empty] | 0 | 0 | 0 | 0 | 0 | 0
[7 empty] | 0 | 0 | 0 | 0 | 0 | 0
[7 empty] | 0 | 0 | 0 | 0 | 0 | 0
[7 empty] | 0 | 0 | 0 | 0 | 0 | 0
[7 empty] | 0 | 0 | 0 | 0 | 0 | 0
[7 empty] | 0 | 0 | 0 | 0 | 0 | 0
[7 empty] | 0 | 0 | 0 | 0 | 0 | 0
[7 empty] | 0 | 0 | 0 | 0 | 0 | 0
[7 empty] | 0 | 0 | 0 | 0 | 0 | 0
[7 empty] | 0 | 0 | 0 | 0 | 0 | 0
[7 empty] | 0 | 0 | 0 | 0 | 0 | 0
[7 empty] | 0 | 0 | 0 | 0 | 0 | 0
[7 empty] | 0 | 0 | 0 | 0 | 0 | 0
[7 empty] | 0 | 0 | 0 | 0 | 0 | 0
[7 empty] | 0 | 0 | 0 | 0 | 0 | 0
[7 empty] | 0 | 0 | 0 | 0 | 0 | 0
[7 empty] | 0 | 0 | 0 | 0 | 0 | 0
[7 empty] | 0 | 0 | 0 | 0 | 0 | 0
[7 empty] | 0 | 0 | 0 | 0 | 0 | 0
[7 empty] | 0 | 0 | 0 | 0 | 0 | 0
[7 empty] | 0 | 0 | 0 | 0 | 0 | 0
[7 empty] | 0 | 0 | 0 | 0 | 0 | 0
[7 empty] | 0 | 0 | 0 | 0 | 0 | 0
[7 empty] | 0 | 0 | 0 | 0 | 0 | 0
[7 empty] | 0 | 0 | 0 | 0 | 0 | 0
[7 empty] | 0 | 0 | 0 | 0 | 0 | 0
[7 empty] | 0 | 0 | 0 | 0 | 0 | 0
[7 empty] | 0 | 0 | 0 | 0 | 0 | 0
[7 empty] | 0 | 0 | 0 | 0 | 0 | 0
[7 empty] | 0 | 0 | 0 | 0 | 0 | 0
[7 empty] | 0 | 0 | 0 | 0 | 0 | 0
[7 empty] | 0 | 0 | 0 | 0 | 0 | 0
[7 empty] | 0 | 0 | 0 | 0 | 0 | 0
[7 empty] | 0 | 0 | 0 | 0 | 0 | 0
[7 empty] | 0 | 0 | 0 | 0 | 0 | 0
[7 empty] | 0 | 0 | 0 | 0 | 0 | 0
[7 empty] | 0 | 0 | 0 | 0 | 0 | 0
[7 empty] | 0 | 0 | 0 | 0 | 0 | 0
[7 empty] | 0 | 0 | 0 | 0 | 0 | 0
[7 empty] | 0 | 0 | 0 | 0 | 0 | 0
[7 empty] | 0 | 0 | 0 | 0 | 0 | 0
[7 empty] | 0 | 0 | 0 | 0 | 0 | 0
[7 empty] | 0 | 0 | 0 | 0 | 0 | 0
[7 empty] | 0 | 0 | 0 | 0 | 0 | 0
[7 empty] | 0 | 0 | 0 | 0 | 0 | 0
[7 empty] | 0 | 0 | 0 | 0 | 0 | 0
[7 empty] | 0 | 0 | 0 | 0 | 0 | 0
[7 empty] | 0 | 0 | 0 | 0 | 0 | 0
[7 empty] | 0 | 0 | 0 | 0 | 0 | 0
[7 empty] | 0 | 0 | 0 | 0 | 0 | 0
[7 empty] | 0 | 0 | 0 | 0 | 0 | 0
[7 empty] | 0 | 0 | 0 | 0 | 0 | 0
[7 empty] | 0 | 0 | 0 | 0 | 0 | 0
[7 empty] | 0 | 0 | 0 | 0 | 0 | 0
[7 empty] | 0 | 0 | 0 | 0 | 0 | 0
[7 empty] | 0 | 0 | 0 | 0 | 0 | 0
[7 empty] | 0 | 0 | 0 | 0 | 0 | 0
[7 empty] | 0 | 0 | 0 | 0 | 0 | 0
[7 empty] | 0 | 0 | 0 | 0 | 0 | 0
[7 empty] | 0 | 0 | 0 | 0 | 0 | 0
[7 empty] | 0 | 0 | 0 | 0 | 0 | 0
[7 empty] | 0 | 0 | 0 | 0 | 0 | 0
[7 empty] | 0 | 0 | 0 | 0 | 0 | 0
[7 empty] | 0 | 0 | 0 | 0 | 0 | 0
[7 empty] | 0 | 0 | 0 | 0 | 0 | 0
[7 empty] | 0 | 0 | 0 | 0 | 0 | 0
[7 empty] | 0 | 0 | 0 | 0 | 0 | 0
[7 empty] | 0 | 0 | 0 | 0 | 0 | 0
[7 empty] | 0 | 0 | 0 | 0 | 0 | 0
[7 empty] | 0 | 0 | 0 | 0 | 0 | 0
[7 empty] | 0 | 0 | 0 | 0 | 0 | 0
[7 empty] | 0 | 0 | 0 | 0 | 0 | 0
[7 empty] | 0 | 0 | 0 | 0 | 0 | 0
[7 empty] | 0 | 0 | 0 | 0 | 0 | 0
[7 empty] | 0 | 0 | 0 | 0 | 0 | 0
[7 empty] | 0 | 0 | 0 | 0 | 0 | 0
[7 empty] | 0 | 0 | 0 | 0 | 0 | 0
[7 empty] | 0 | 0 | 0 | 0 | 0 | 0
[7 empty] | 0 | 0 | 0 | 0 | 0 | 0
[7 empty] | 0 | 0 | 0 | 0 | 0 | 0
[7 empty] | 0 | 0 | 0 | 0 | 0 | 0
[7 empty] | 0 | 0 | 0 | 0 | 0 | 0
[7 empty] | 0 | 0 | 0 | 0 | 0 | 0
[7 empty] | 0 | 0 | 0 | 0 | 0 | 0
[7 empty] | 0 | 0 | 0 | 0 | 0 | 0
[7 empty] | 0 | 0 | 0 | 0 | 0 | 0
[7 empty] | 0 | 0 | 0 | 0 | 0 | 0
[7 empty] | 0 | 0 | 0 | 0 | 0 | 0
[7 empty] | 0 | 0 | 0 | 0 | 0 | 0
[7 empty] | 0 | 0 | 0 | 0 | 0 | 0
[7 empty] | 0 | 0 | 0 | 0 | 0 | 0
[7 empty] | 0 | 0 | 0 | 0 | 0 | 0
[7 empty] | 0 | 0 | 0 | 0 | 0 | 0
[7 empty] | 0 | 0 | 0 | 0 | 0 | 0
[7 empty] | 0 | 0 | 0 | 0 | 0 | 0
[7 empty] | 0 | 0 | 0 | 0 | 0 | 0
[7 empty] | 0 | 0 | 0 | 0 | 0 | 0
[7 empty] | 0 | 0 | 0 | 0 | 0 | 0
[7 empty] | 0 | 0 | 0 | 0 | 0 | 0
[7 empty] | 0 | 0 | 0 | 0 | 0 | 0
[7 empty] | 0 | 0 | 0 | 0 | 0 | 0
[7 empty] | 0 | 0 | 0 | 0 | 0 | 0
[7 empty] | 0 | 0 | 0 | 0 | 0 | 0
[7 empty] | 0 | 0 | 0 | 0 | 0 | 0
[7 empty] | 0 | 0 | 0 | 0 | 0 | 0
[7 empty] | 0 | 0 | 0 | 0 | 0 | 0
[7 empty] | 0 | 0 | 0 | 0 | 0 | 0
[7 empty] | 0 | 0 | 0 | 0 | 0 | 0
[7 empty] | 0 | 0 | 0 | 0 | 0 | 0
[7 empty] | 0 | 0 | 0 | 0 | 0 | 0
[7 empty] | 0 | 0 | 0 | 0 | 0 | 0
[7 empty] | 0 | 0 | 0 | 0 | 0 | 0
[7 empty] | 0 | 0 | 0 | 0 | 0 | 0
[7 empty] | 0 | 0 | 0 | 0 | 0 | 0
[7 empty] | 0 | 0 | 0 | 0 | 0 | 0
[7 empty] | 0 | 0 | 0 | 0 | 0 | 0
[7 empty] | 0 | 0 | 0 | 0 | 0 | 0
[7 empty] | 0 | 0 | 0 | 0 | 0 | 0
[7 empty] | 0 | 0 | 0 | 0 | 0 | 0
[7 empty] | 0 | 0 | 0 | 0 | 0 | 0
[7 empty] | 0 | 0 | 0 | 0 | 0 | 0
[7 empty] | 0 | 0 | 0 | 0 | 0 | 0
[7 empty] | 0 | 0 | 0 | 0 | 0 | 0
[7 empty] | 0 | 0 | 0 | 0 | 0 | 0
[7 empty] | 0 | 0 | 0 | 0 | 0 | 0
[7 empty] | 0 | 0 | 0 | 0 | 0 | 0
[7 empty] | 0 | 0 | 0 | 0 | 0 | 0
[7 empty] | 0 | 0 | 0 | 0 | 0 | 0
[7 empty] | 0 | 0 | 0 | 0 | 0 | 0
[7 empty] | 0 | 0 | 0 | 0 | 0 | 0
[7 empty] | 0 | 0 | 0 | 0 | 0 | 0
[7 empty] | 0 | 0 | 0 | 0 | 0 | 0
[7 empty] | 0 | 0 | 0 | 0 | 0 | 0
[7 empty] | 0 | 0 | 0 | 0 | 0 | 0
[7 empty] | 0 | 0 | 0 | 0 | 0 | 0
[7 empty] | 0 | 0 | 0 | 0 | 0 | 0
[7 empty] | 0 | 0 | 0 | 0 | 0 | 0
[7 empty] | 0 | 0 | 0 | 0 | 0 | 0
[7 empty] | 0 | 0 | 0 | 0 | 0 | 0
[7 empty] | 0 | 0 | 0 | 0 | 0 | 0
[7 empty] | 0 | 0 | 0 | 0 | 0 | 0
[7 empty] | 0 | 0 | 0 | 0 | 0 | 0
[7 empty] | 0 | 0 | 0 | 0 | 0 | 0
[7 empty] | 0 | 0 | 0 | 0 | 0 | 0
[7 empty] | 0 | 0 | 0 | 0 | 0 | 0
[7 empty] | 0 | 0 | 0 | 0 | 0 | 0
[7 empty] | 0 | 0 | 0 | 0 | 0 | 0
[7 empty] | 0 | 0 | 0 | 0 | 0 | 0
[7 empty] | 0 | 0 | 0 | 0 | 0 | 0
[7 empty] | 0 | 0 | 0 | 0 | 0 | 0
[7 empty] | 0 | 0 | 0 | 0 | 0 | 0
[7 empty] | 0 | 0 | 0 | 0 | 0 | 0
[7 empty] | 0 | 0 | 0 | 0 | 0 | 0
[7 empty] | 0 | 0 | 0 | 0 | 0 | 0
[7 empty] | 0 | 0 | 0 | 0 | 0 | 0
[7 empty] | 0 | 0 | 0 | 0 | 0 | 0
[7 empty] | 0 | 0 | 0 | 0 | 0 | 0
[7 empty] | 0 | 0 | 0 | 0 | 0 | 0
[7 empty] | 0 | 0 | 0 | 0 | 0 | 0
[7 empty] | 0 | 0 | 0 | 0 | 0 | 0
[7 empty] | 0 | 0 | 0 | 0 | 0 | 0
[7 empty] | 0 | 0 | 0 | 0 | 0 | 0
[7 empty] | 0 | 0 | 0 | 0 | 0 | 0
[7 empty] | 0 | 0 | 0 | 0 | 0 | 0
[7 empty] | 0 | 0 | 0 | 0 | 0 | 0
[7 empty] | 0 | 0 | 0 | 0 | 0 | 0
[7 empty] | 0 | 0 | 0 | 0 | 0 | 0
[7 empty] | 0 | 0 | 0 | 0 | 0 | 0
[7 empty] | 0 | 0 | 0 | 0 | 0 | 0
[7 empty] | 0 | 0 | 0 | 0 | 0 | 0
[7 empty] | 0 | 0 | 0 | 0 | 0 | 0